## Sheet1
Component
BEARING
BREAKER
CONTACTOR
ENCODER
INVERTER
(blank)
Power Supply
Fuse
Carbon Brush
BUSHING
LAMP
REED SWITCH
INK JET
SERVO
DCS AI Card
DCS DI Card
FAN
Air Filter
QCS Foil
O-RING
PUSH BUTTON
Air Regulator
Profibus DP

## 75 Material_Type 03
ROWID | Material_Type | Material_Number | Material_Description | PlantID | UOM | Moving_avg_price | Planned_delivery_time | Reorder_point | Max_Stock_Level | Storage_Bin | CreateBy | CreateDateTime | Specification | MRP_Type | Material_Group | Purchasing_Group | Price_Unit | UpdateBy | UpdateDateTime | Insurance_item | Valuation_class | Price_control | MRP_controller | Ext_matl_group | Old_material_number | Auth_group | Automatic_po | Post_Inspection_stock | Origin_group | Overhead_group | Profit_center | Common_Code | Material_PIC | Quality_Insp | Batch | Active | Currency | Material_Status | Catalog_Number | Catalog | Region | isConsignment | SpecialProcument | ABCIndicator | 2018 | 2020 | 2018 | 2020 | Move>2 Year (ปี2018, 2020) | Component | Brand | Type | Size
389763 | 03 | 75034686722 | POWERSUPPLYdcs'YOKOGAWA'SD822 [5] | PT011 | PC | 11800 | 30 | 0 | 0 | 75-E-5 | mntprog1 | 2018-07-14 |  | ND | SP00 | 824 | 1 | attagons | 2020-10-14 | X | 1002 | V | SPO | 32152000 | 32152000 | 75 | X | [6 empty] | 0 |  | 1 | THB | O |  | 0 | D | 0 |  |  |  |  | Non-Move | Non-Move | Non-Move |  | YOKOGAWA
388165 | 03 | 75030730020 | PCB,DRIVE CARD-AMP ISOLATION,YASKAWA,{ZN | PT011 | PC | 96334.52 | 263 | 0 | 1 | W1-E-2 | mntprog1 | 2018-07-14 |  | ZN | SP00 |  | 1 | mntprog1 | 2021-04-05 |  | 1002 | V | SPO | 32101513 | 32101513 | 75 | X | [6 empty] | 0 |  | 0 | THB | O |  | 0 | D | 0 |  |  |  |  | Non-Move | Non-Move | Non-Move |  | YASKAWA
388231 | 03 | 75031371036 | PCB,PCB,ETC100050,YASKAWA,{8} | PT011 | PC | 58046.09 | 253 | 2 | 3 | 35-D-5 | mntprog1 | 2018-07-14 |  | ND | SP00 | 824 | 1 | attagons | 2020-10-14 |  | 1002 | V | SPO | 32101513 | 32101513 | 75 | X | [6 empty] | 0 |  | 1 | THB | O |  | 0 | D | 0 |  |  |  |  | Non-Move | Non-Move | Non-Move |  | YASKAWA
388247 | 03 | 75031376012 | DC MOTOR CTRL,CARD,JPDC-P040,YASKAWA,{ZN | PT011 | PC | 12862.39 | 90 | 0 | 3 | W5-B-4 | mntprog1 | 2018-07-14 |  | ZN | SP00 | 821 | 1 | mntprog1 | 2021-04-05 | X | 1002 | V | SPO | 39122002 | 39122002 | 75 | X | [6 empty] | 0 |  | 0 | THB | O |  | 0 | D | 0 |  |  |  |  | Non-Move | Non-Move | Non-Move |  | YASKAWA
388249 | 03 | 75031376014 | DC MOTOR CTRL,CARD,JPDC-P044,YASKAWA,{ZN | PT011 | PC | 11929.95 | 211 | 0 | 4 | W1-D-2 | mntprog1 | 2018-07-14 |  | ZN | SP00 | 821 | 1 | mntprog1 | 2021-04-05 |  | 1002 | V | SPO | 39122002 | 39122002 | 75 | X | [6 empty] | 0 |  | 0 | THB | O |  | 0 | D | 0 |  |  |  |  | Non-Move | Non-Move | Non-Move |  | YASKAWA
388251 | 03 | 75031376017 | DC MOTOR CTRL,CARD,JPDC-C041,YASKAWA,{ZN | PT011 | PC | 56954.39 | 197 | 0 | 3 | W1-B-2 | mntprog1 | 2018-07-14 |  | ZN | SP00 | 821 | 1 | mntprog1 | 2021-04-05 | X | 1002 | V | SPO | 39122002 | 39122002 | 75 | X | [6 empty] | 0 |  | 0 | THB | O |  | 0 | D | 0 |  |  |  |  | Non-Move | Non-Move | Non-Move |  | YASKAWA
389582 | 03 | 75034596211 | PLC,JAMSC-B2110AV,YASKAWA | PT011 | PC | 11032.25 | 30 | 3 | 9 | 35-B-8 | mntprog1 | 2018-07-14 |  | VB | SP00 | 824 | 1 | attagons | 2020-10-14 | X | 1002 | V | SPO | 32151700 | 32151700 | 75 | X | [6 empty] | 0 |  | 1 | THB | O |  | 0 | D | 0 |  |  |  |  | Non-Move | Non-Move | Non-Move |  | YASKAWA
389761 | 03 | 75034686300 | PLC,POWER SUPPLY,PBA300F-24-C,YASKAWA[SD | PT011 | PC | 9700 | 45 | 1 | 2 | 35-B-2 | mntprog1 | 2018-07-14 |  | VB | SP00 | 824 | 1 | mntprog1 | 2021-05-08 |  | 1002 | V | SPO | 32151700 | 32151700 | 75 | X | [6 empty] | 0 |  | 1 | THB | O |  | 0 | D | 0 |  |  |  |  | Non-Move | Non-Move | Non-Move |  | YASKAWA
389715 | 03 | 75034639410 | DCS,POWER SUPPLY,ID#D100789,VAMET AUTO | PT012 | PC | 71071 | 90 | 0 | 1 | 114-B-6 | mntprog1 | 2018-07-14 |  | VB | SP00 | 824 | 1 | attagons | 2020-10-14 | X | 1002 | V | SPO | 32152000 | 32152000 | 75 | X | [6 empty] | 0 |  | 1 | THB | O |  | 0 | D | 0 |  |  |  |  | Non-Move | Non-Move | Non-Move |  | VALMET
388164 | 03 | 75030720012 | PLC ACC,6ES7212-1BB23-OXBO,SIEMENS [5] | PT012 | PC | 9900 | 70 | 0 | 0 | 75-E-1 | mntprog1 | 2018-07-14 |  | ND | SP00 | 824 | 1 | attagons | 2020-10-14 |  | 1002 | V | SPO | 32151703 | 32151703 | 75 | X | [6 empty] | 0 |  | 1 | THB | O |  | 0 | D | 0 |  |  |  |  | Non-Move | Non-Move | Non-Move |  | SIEMENS
388166 | 03 | 75030730021 | PLC ACC,6ES7321-1BH02-OAAO,SIEMENS | PT012 | PC | 3902.22 | 70 | 2 | 3 | 75-E-2 | mntprog1 | 2018-07-14 |  | VB | SP00 | 824 | 1 | attagons | 2020-10-14 |  | 1002 | V | SPO | 32151703 | 32151703 | 75 | X | [6 empty] | 0 |  | 1 | THB | O |  | 0 | D | 0 |  |  |  |  | Non-Move | Non-Move | Non-Move |  | SIEMENS
388167 | 03 | 75030730022 | PLC ACC,6ES7322-1BH01-0AA0,SIEMENS | PT012 | PC | 5490 | 75 | 0 | 1 | 34-D-1 | mntprog1 | 2018-07-14 |  | VB | SP00 | 824 | 1 | attagons | 2020-10-14 |  | 1002 | V | SPO | 32151703 | 32151703 | 75 | X | [6 empty] | 0 |  | 1 | THB | O |  | 0 | D | 0 |  |  |  |  | Non-Move | Non-Move | Non-Move |  | SIEMENS
388168 | 03 | 75030730031 | PLC ACC,6ES7331-7KF02-OABO,SIEMENS | PT012 | PC | 16873.25 | 75 | 1 | 3 | 75-E-1 | mntprog1 | 2018-07-14 |  | VB | SP00 | 824 | 1 | attagons | 2020-10-14 |  | 1002 | V | SPO | 32151703 | 32151703 | 75 | X | [6 empty] | 0 |  | 1 | THB | O |  | 0 | D | 0 |  |  |  |  | Non-Move | Non-Move | Non-Move |  | SIEMENS
388169 | 03 | 75030730032 | PLC ACC,6ES7332-5HD01-OABO,SIEMENS | PT012 | PC | 14645 | 75 | 1 | 2 | 75-E-2 | mntprog1 | 2018-07-14 |  | VB | SP00 | 824 | 1 | mntprog1 | 2020-10-16 |  | 1002 | V | SPO | 32151703 | 32151703 | 75 | X | [6 empty] | 0 |  | 1 | THB | O |  | 0 | D | 0 |  |  |  |  | Non-Move | Non-Move | Non-Move |  | SIEMENS
388170 | 03 | 75030730090 | PLC ACC,6ES7390-1AE80-OAAO,SIEMENS [5] | PT012 | PC | 815.97 | 60 | 0 | 2 | 34-C-6 | mntprog1 | 2018-07-14 |  | ND | SP00 | 824 | 1 | mntprog1 | 2020-11-13 |  | 1002 | V | SPO | 32151703 | 32151703 | 75 | X | [6 empty] | 0 |  | 1 | THB | O |  | 0 | D | 0 |  |  |  |  | Non-Move | Non-Move | Non-Move |  | SIEMENS
388172 | 03 | 75030732316 | PLC ACC,6ES7323-1BLOO-OAAO,SIEMENS [5] | PT012 | PC | 9690 | 75 | 0 | 0 | 34-D-1 | mntprog1 | 2018-07-14 |  | ND | SP00 | 824 | 1 | attagons | 2020-10-14 |  | 1002 | V | SPO | 32151703 | 32151703 | 75 | X | [6 empty] | 0 |  | 1 | THB | O |  | 0 | D | 0 |  |  |  |  | Non-Move | Non-Move | Non-Move |  | SIEMENS
388177 | 03 | 75030740520 | PLC ACC,405-0RA01-OAAO,SIEMENS,PS405 | PT012 | PC | 25246.25 | 80 | 1 | 2 | 75-E-3 | mntprog1 | 2018-07-14 |  | VB | SP00 | 824 | 1 | attagons | 2020-10-14 |  | 1002 | V | SPO | 32151703 | 32151703 | 75 | X | [6 empty] | 0 |  | 1 | THB | O |  | 0 | D | 0 |  |  |  |  | Non-Move | Non-Move | Non-Move |  | SIEMENS
388179 | 03 | 75030742080 | PLC,BATTERY,6ES5 980-0MA11,SIEMENS,[ZN] | PT011 | PC | 1320 | 48 | 0 | 1 | W1-C-1 | mntprog1 | 2018-07-14 |  | ZN | SP00 | 824 | 1 | mntprog1 | 2021-04-05 |  | 1002 | V | SPO | 32151700 | 32151700 | 75 | X | [6 empty] | 0 |  | 0 | THB | O |  | 0 | D | 0 |  |  |  |  | Non-Move | Non-Move | Non-Move |  | SIEMENS
388200 | 03 | 75031250012 | BREAKER,32 A,3RV1331-4EC10(15KW),SIEMENS | PT012 | PC | 2320 | 68 | 0 | 1 | 31-B-3 | mntprog1 | 2018-07-14 |  | VB | SP00 | 822 | 1 | attagons | 2020-10-14 |  | 1002 | V | SPO | 39121601 | 39121601 | 75 | X | [6 empty] | 0 |  | 1 | THB | O |  | 0 | D | 0 |  |  |  |  | Non-Move | Non-Move | Non-Move | BREAKER | SIEMENS
388201 | 03 | 75031250013 | BREAKER,45 A,3RV1331-4GC10(22KW),SIEM [5 | PT012 | PC | 4100 | 11 | 0 | 1 | 31-B-3 | mntprog1 | 2018-07-14 |  | ND | SP00 | 822 | 1 | attagons | 2020-10-14 |  | 1002 | V | SPO | 39121601 | 39121601 | 75 | X | [6 empty] | 0 |  | 1 | THB | O |  | 0 | D | 0 |  |  |  |  | Non-Move | Non-Move | Non-Move | BREAKER | SIEMENS
388202 | 03 | 75031250014 | BREAKER,63 A,3RV1341-4JC10(30KW),SIEMENS | PT012 | PC | 3200 | 30 | 0 | 1 | 31-A-1 | mntprog1 | 2018-07-14 |  | VB | SP00 | 822 | 1 | attagons | 2020-10-14 |  | 1002 | V | SPO | 39121601 | 39121601 | 75 | X | [6 empty] | 0 |  | 1 | THB | O |  | 0 | D | 0 |  |  |  |  | Non-Move | Non-Move | Non-Move | BREAKER | SIEMENS
388204 | 03 | 75031250016 | BREAKER,160 A,3VL2716-1DK33-OAB1,SIEMENS | PT012 | PC | 11350 | 90 | 0 | 1 | 31-C-3 | mntprog1 | 2018-07-14 |  | VB | SP00 | 822 | 1 | attagons | 2020-10-14 |  | 1002 | V | SPO | 39121601 | 39121601 | 75 | X | [6 empty] | 0 |  | 1 | THB | O |  | 0 | D | 0 |  |  |  |  | Non-Move | Non-Move | Non-Move | BREAKER | SIEMENS
388205 | 03 | 75031250017 | BREAKER,6KA,1P,5SL6102-7CC,SIEMENS | PT012 | PC | 200 | 60 | 2 | 4 | 31-C-3 | mntprog1 | 2018-07-14 |  | VB | SP00 | 822 | 1 | attagons | 2020-10-14 |  | 1002 | V | SPO | 39121601 | 39121601 | 75 | X | [6 empty] | 0 |  | 1 | THB | O |  | 0 | D | 0 |  |  |  |  | Non-Move | Non-Move | Non-Move | BREAKER | SIEMENS
388255 | 03 | 75031376603 | BREAKER,500 A,3VF6111-6BM24-0AB2,SIEMENS | PT011 | PC | 77000 | 127 | 0 | 1 | 26-B-8 | mntprog1 | 2018-07-14 |  | VB | SP00 | 822 | 1 | attagons | 2020-10-14 |  | 1002 | V | SPO | 39121601 | 39121601 | 75 | X | [6 empty] | 0 |  | 1 | THB | O |  | 0 | D | 0 |  |  |  |  | Non-Move | Non-Move | Non-Move | BREAKER | SIEMENS
388260 | 03 | 75031377204 | BREAKER,4 A,3VU1340-1MJ00,SIEMENS [5] | PT011 | PC | 750 | 59 | 0 | 0 | 31-C-2 | mntprog1 | 2018-07-14 |  | ND | SP00 | 822 | 1 | attagons | 2020-10-14 |  | 1002 | V | SPO | 39121601 | 39121601 | 75 | X | [6 empty] | 0 |  | 1 | THB | O |  | 0 | D | 0 |  |  |  |  | Non-Move | Non-Move | Non-Move | BREAKER | SIEMENS
388261 | 03 | 75031377210 | BREAKER,10 A,3VU1340-1ML00,SIEMENS | PT011 | PC | 810 | 46 | 1 | 2 | 31-D-1 | mntprog1 | 2018-07-14 |  | VB | SP00 | 822 | 1 | attagons | 2020-10-14 |  | 1002 | V | SPO | 39121601 | 39121601 | 75 | X | [6 empty] | 0 |  | 1 | THB | O |  | 0 | D | 0 |  |  |  |  | Non-Move | Non-Move | Non-Move | BREAKER | SIEMENS
388272 | 03 | 75031378232 | BREAKER,32 A,3VL1703-2DD33-OAB1,SIEME [5 | PT011 | PC | 3806.02 | 75 | 0 | 2 | 31-B-8 | mntprog1 | 2018-07-14 |  | ND | SP00 | 822 | 1 | attagons | 2020-10-14 | X | 1002 | V | SPO | 39121601 | 39121601 | 75 | X | [6 empty] | 0 |  | 1 | THB | O |  | 0 | D | 0 |  |  |  | 75031378232 | Non-Move | Move | Move | BREAKER | SIEMENS
388278 | 03 | 75031378302 | BREAKER,100 A,3VL2710-2DC33-0AB1,SIEMENS | PT011 | PC | 7900 | 65 | 1 | 2 | 31-A-3 | mntprog1 | 2018-07-14 |  | VB | SP00 | 822 | 1 | attagons | 2020-10-14 |  | 1002 | V | SPO | 39121601 | 39121601 | 75 | X | [6 empty] | 0 |  | 1 | THB | O |  | 0 | D | 0 |  |  |  |  | Non-Move | Non-Move | Non-Move | BREAKER | SIEMENS
388281 | 03 | 75031378360 | BREAKER,160 A,3VL2716-2DK36-0AB1,SIEMENS | PT011 | PC | 12600 | 30 | 0 | 1 | 31-A-5 | mntprog1 | 2018-07-14 |  | VB | SP00 | 822 | 1 | attagons | 2020-10-14 |  | 1002 | V | SPO | 39121601 | 39121601 | 75 | X | [6 empty] | 0 |  | 1 | THB | O |  | 0 | D | 0 |  |  |  |  | Non-Move | Non-Move | Non-Move | BREAKER | SIEMENS
388282 | 03 | 75031378361 | BREAKER,160A,3VL2716-2SP36-0AB1,SIEMENS | PT011 | PC | 16800 | 65 | 0 | 1 | 31-A-5 | mntprog1 | 2018-07-14 |  | VB | SP00 | 822 | 1 | attagons | 2020-10-14 |  | 1002 | V | SPO | 39121601 | 39121601 | 75 | X | [6 empty] | 0 |  | 1 | THB | O |  | 0 | D | 0 |  |  |  |  | Non-Move | Non-Move | Non-Move | BREAKER | SIEMENS
388287 | 03 | 75031378501 | BREAKER,1-1.6 A,3VS1300-1MG00,SIEMENS | PT011 | PC | 740 | 49 | 1 | 2 | 31-B-2 | mntprog1 | 2018-07-14 |  | VB | SP00 | 822 | 1 | mntprog1 | 2021-04-24 |  | 1002 | V | SPO | 39121601 | 39121601 | 75 | X | [6 empty] | 0 |  | 1 | THB | O |  | 0 | D | 0 |  |  |  |  | Non-Move | Non-Move | Non-Move | BREAKER | SIEMENS
388293 | 03 | 75031378625 | BREAKER,18-25A,3RV-1042-4DA10,SIEMENS [5 | PT011 | PC | 5676.56 | 68 | 0 | 3 | 31-C-8 | mntprog1 | 2018-07-14 |  | ND | SP00 | 822 | 1 | attagons | 2020-10-14 |  | 1002 | V | SPO | 39121601 | 39121601 | 75 | X | [6 empty] | 0 |  | 1 | THB | O |  | 0 | D | 0 |  |  |  |  | Non-Move | Non-Move | Non-Move | BREAKER | SIEMENS
388294 | 03 | 75031378640 | BREAKER,28-40 A,3RV1031-4FA10,SIEMENS [5 | PT011 | PC | 3778.78 | 53 | 0 | 4 | 31-A-1 | mntprog1 | 2018-07-14 |  | ND | SP00 | 822 | 1 | attagons | 2020-10-14 |  | 1002 | V | SPO | 39121601 | 39121601 | 75 | X | [6 empty] | 0 |  | 1 | THB | O |  | 0 | D | 0 |  |  |  |  | Non-Move | Non-Move | Non-Move | BREAKER | SIEMENS
388296 | 03 | 75031378750 | BREAKER,250A,3VL3725-2DC36,SIEMENS | PT011 | PC | 12450 | 95 | 1 | 2 | 31-A-8 | mntprog1 | 2018-07-14 |  | VB | SP00 | 822 | 1 | mntprog1 | 2020-10-27 |  | 1002 | V | SPO | 39121601 | 39121601 | 75 | X | [6 empty] | 0 |  | 1 | THB | O |  | 0 | D | 0 |  |  |  |  | Non-Move | Non-Move | Non-Move | BREAKER | SIEMENS
389759 | 03 | 75034685242 | PSU,S8JX-G05024CD/POWER SUPPLY,OMRON | PT011 | PC | 927 | 30 | 2 | 5 | 77-E-1 | mntprog1 | 2018-07-14 |  | VB | SP00 | 824 | 1 | mntprog1 | 2021-01-15 |  | 1002 | V | SPO | 39121004 | 39121004 | 75 | X | [6 empty] | 0 |  | 1 | THB | O |  | 0 | D | 0 |  |  |  | 75034685242 | Non-Move | Move | Move |  | OMRON
389774 | 03 | 75034689318 | PLC,POWER SUPPLY,S8VS-06024,OMRON | PT011 | UT | 2090 | 69 | 1 | 2 | 76-D-1 | mntprog1 | 2018-07-14 |  | VB | SP00 | 824 | 1 | mntprog1 | 2020-10-30 |  | 1002 | V | SPO | 32151700 | 32151700 | 75 | X | [6 empty] | 0 |  | 1 | THB | O |  | 0 | D | 0 |  |  | 75034689318 |  | Move | Non-Move | Move |  | OMRON
388178 | 03 | 75030741038 | BASE UNIT,A1S38B,MITSUBISHI [5] | PT011 | UT | 2840 | 75 | 0 | 1 | 35-E-4 | mntprog1 | 2018-07-14 |  | ND | SP00 | 824 | 1 | attagons | 2020-10-14 | X | 1002 | V | SPO | 39120000 | 39120000 | 75 | X | [6 empty] | 0 |  | 1 | THB | O |  | 0 | D | 0 |  |  |  |  | Non-Move | Non-Move | Non-Move |  | MITSUBISHI
388227 | 03 | 75031371010 | BREAKER,10A,NF63HV/10AT,MITSUBISHI | PT012 | PC | 636.02 | 60 | 1 | 2 | 31-D-2 | mntprog1 | 2018-07-14 |  | VB | SP00 | 822 | 1 | mntprog1 | 2021-03-16 |  | 1002 | V | SPO | 39121601 | 39121601 | 75 | X | [6 empty] | 0 |  | 1 | THB | O |  | 0 | D | 0 |  |  |  |  | Non-Move | Non-Move | Non-Move | BREAKER | MITSUBISHI
388228 | 03 | 75031371015 | BREAKER,16 A,NF63HW/16,MITSUBISHI | PT012 | PC | 665 | 19 | 0 | 1 | 31-B-5 | mntprog1 | 2018-07-14 |  | VB | SP00 | 822 | 1 | attagons | 2020-10-14 |  | 1002 | V | SPO | 39121601 | 39121601 | 75 | X | [6 empty] | 0 |  | 1 | THB | O |  | 0 | D | 0 |  |  | 75031371015 | 75031371015 | Move | Move | Move | BREAKER | MITSUBISHI
388229 | 03 | 75031371020 | BREAKER,20 A,NF63HW/20,MITSUBISHI [5] | PT012 | PC | 957 | 23 | 0 | 0 | 31-B-6 | mntprog1 | 2018-07-14 |  | ND | SP00 | 822 | 1 | attagons | 2020-10-14 |  | 1002 | V | SPO | 39121601 | 39121601 | 75 | X | [6 empty] | 0 |  | 1 | THB | O |  | 0 | D | 0 |  |  | 75031371020 | 75031371020 | Move | Move | Move | BREAKER | MITSUBISHI
388230 | 03 | 75031371030 | BREAKER,MB30-SS,MITSUBISHI | PT012 | PC | 1044 | 30 | 1 | 2 | 31-B-5 | mntprog1 | 2018-07-14 |  | VB | SP00 | 822 | 1 | mntprog1 | 2021-02-04 |  | 1002 | V | SPO | 39121601 | 39121601 | 75 | X | [6 empty] | 0 |  | 1 | THB | O |  | 0 | D | 0 |  |  |  |  | Non-Move | Non-Move | Non-Move | BREAKER | MITSUBISHI
388263 | 03 | 75031377960 | BREAKER,600,NF630SP,MITSUBISHI [5] | PT011 | EA | 14567 | 60 | 0 | 1 | 31-A-8 | mntprog1 | 2018-07-14 |  | ND | SP00 | 822 | 1 | attagons | 2020-10-14 |  | 1002 | V | SPO | 39121601 | 39121601 | 75 | X | [6 empty] | 0 |  | 1 | THB | O |  | 0 | D | 0 |  |  |  |  | Non-Move | Non-Move | Non-Move | BREAKER | MITSUBISHI
388267 | 03 | 75031378203 | BREAKER,6 A,NF32SW,2P,MITSUBISHI [5] | PT011 | PC | 769.05 | 52 | 0 | 1 | 31-B-1 | mntprog1 | 2018-07-14 |  | ND | SP00 | 822 | 1 | mntprog1 | 2021-04-13 |  | 1002 | V | SPO | 39121601 | 39121601 | 75 | X | [6 empty] | 0 |  | 1 | THB | O |  | 0 | D | 0 |  |  |  |  | Non-Move | Non-Move | Non-Move | BREAKER | MITSUBISHI
388268 | 03 | 75031378205 | BREAKER,6 A,NF32SW,MITSUBISHI [5] | PT011 | PC | 1348 | 72 | 0 | 1 | 31-C-1 | mntprog1 | 2018-07-14 |  | ND | SP00 | 822 | 1 | attagons | 2020-10-14 |  | 1002 | V | SPO | 39121601 | 39121601 | 75 | X | [6 empty] | 0 |  | 1 | THB | O |  | 0 | D | 0 |  |  |  |  | Non-Move | Non-Move | Non-Move | BREAKER | MITSUBISHI
388269 | 03 | 75031378210 | BREAKER,10 A,NF63-HW,MITSUBISHI [5] | PT011 | PC | 1500 | 83 | 0 | 1 | 31-C-3 | mntprog1 | 2018-07-14 |  | ND | SP00 | 822 | 1 | attagons | 2020-10-14 |  | 1002 | V | SPO | 39121601 | 39121601 | 75 | X | [6 empty] | 0 |  | 1 | THB | O |  | 0 | D | 0 |  |  |  |  | Non-Move | Non-Move | Non-Move | BREAKER | MITSUBISHI
388270 | 03 | 75031378220 | BREAKER,20 A,NF50H,MITSUBISHI | PT011 | PC | 1500 | 83 | 1 | 2 | 31-C-2 | mntprog1 | 2018-07-14 |  | VB | SP00 | 822 | 1 | attagons | 2020-10-14 |  | 1002 | V | SPO | 39121601 | 39121601 | 75 | X | [6 empty] | 0 |  | 1 | THB | O |  | 0 | D | 0 |  |  |  |  | Non-Move | Non-Move | Non-Move | BREAKER | MITSUBISHI
388273 | 03 | 75031378235 | BREAKER,32 A,NF50-HP,MITSUBISHI (AX) | PT011 | PC | 957 | 51 | 0 | 1 | 31-B-7 | mntprog1 | 2018-07-14 |  | VB | SP00 | 822 | 1 | attagons | 2020-10-14 |  | 1002 | V | SPO | 39121601 | 39121601 | 75 | X | [6 empty] | 0 |  | 1 | THB | O |  | 0 | D | 0 |  |  |  |  | Non-Move | Non-Move | Non-Move | BREAKER | MITSUBISHI
388274 | 03 | 75031378240 | BREAKER,40 A,NF63HW,MITSUBISHI | PT011 | PC | 1500 | 46 | 0 | 1 | 31-B-8 | mntprog1 | 2018-07-14 |  | VB | SP00 | 822 | 1 | attagons | 2020-10-14 |  | 1002 | V | SPO | 39121601 | 39121601 | 75 | X | [6 empty] | 0 |  | 1 | THB | O |  | 0 | D | 0 |  |  | 75031378240 | 75031378240 | Move | Move | Move | BREAKER | MITSUBISHI
388275 | 03 | 75031378250 | BREAKER,50 A,NF63HW,MITSUBISHI | PT011 | PC | 1500 | 44 | 1 | 2 | 31-A-1 | mntprog1 | 2018-07-14 |  | VB | SP00 | 822 | 1 | attagons | 2020-10-14 |  | 1002 | V | SPO | 39121601 | 39121601 | 75 | X | [6 empty] | 0 |  | 1 | THB | O |  | 0 | D | 0 |  |  | 75031378250 | 75031378250 | Move | Move | Move | BREAKER | MITSUBISHI
388277 | 03 | 75031378275 | BREAKER,125 AT,NF250HV,3POLE MITSUBI *UR | PT011 | PC | 4785 | 45 | 1 | 2 | 31-A-3 | mntprog1 | 2018-07-14 |  | VB | SP00 | 822 | 1 | mntprog1 | 2020-10-16 |  | 1002 | V | SPO | 39121601 | 39121601 | 75 | X | [6 empty] | 0 |  | 1 | THB | O |  | 0 | D | 0 |  |  | 75031378275 | 75031378275 | Move | Move | Move | BREAKER | MITSUBISHI
388289 | 03 | 75031378510 | BREAKER,10 A,NF32SW,MITSUBISHI [5] | PT011 | PC | 1444 | 31 | 0 | 0 | 31-D-2 | mntprog1 | 2018-07-14 |  | ND | SP00 | 822 | 1 | attagons | 2020-10-14 |  | 1002 | V | SPO | 39121601 | 39121601 | 75 | X | [6 empty] | 0 |  | 1 | THB | O |  | 0 | D | 0 |  |  |  |  | Non-Move | Non-Move | Non-Move | BREAKER | MITSUBISHI
388290 | 03 | 75031378515 | BREAKER,16 A,NF32HW,MITSUBISHI [5] | PT011 | PC | 852.54 | 60 | 0 | 0 | 31-B-5 | mntprog1 | 2018-07-14 |  | ND | SP00 | 822 | 1 | attagons | 2020-10-14 |  | 1002 | V | SPO | 39121601 | 39121601 | 75 | X | [6 empty] | 0 |  | 1 | THB | O |  | 0 | D | 0 |  |  | 75031378515 | 75031378515 | Move | Move | Move | BREAKER | MITSUBISHI
389713 | 03 | 75034639310 | POWERsupplyFPUdcs'METSO'A413340,{9} | PT012 | PC | 34780.95 | 30 | 0 | 1 | 114-B-6 | mntprog1 | 2018-07-14 |  | ND | SP00 | 824 | 1 | mntprog1 | 2019-05-26 | X | 1002 | V | SPO | 32152000 | 32152000 | 75 | X | [6 empty] | 0 |  | 1 | THB | O |  | 0 | D | 0 |  |  |  |  | Non-Move | Non-Move | Non-Move |  | METSO
389714 | 03 | 75034639315 | POWERsupplyFPUdcs'METSO'A413345, [5] | PT012 | PC | 61066 | 48 | 0 | 0 | 115-C-5 | mntprog1 | 2018-07-14 |  | ND | SP00 | 824 | 1 | attagons | 2020-10-14 | X | 1002 | V | SPO | 32152000 | 32152000 | 75 | X | [6 empty] | 0 |  | 1 | THB | O |  | 0 | D | 0 |  |  |  |  | Non-Move | Non-Move | Non-Move |  | METSO
389689 | 03 | 75034620100 | CARDdcsSUPPLY'HONEYWELL'PS3LE24AFC | PT011 | PC | 5236 | 58 | 0 | 1 | 76-D-2 | mntprog1 | 2018-07-14 |  | VB | SP00 | 824 | 1 | attagons | 2020-10-14 | X | 1002 | V | SPO | 32152000 | 32152000 | 75 | X | [6 empty] | 0 |  | 1 | THB | O |  | 0 | D | 0 |  |  |  |  | Non-Move | Non-Move | Non-Move |  | HONEYWELL
388159 | 03 | 75030241380 | PSU UPS MODULE,CX2100-0004,BACKHOFF [5] | PT011 | PC | 38115 | 60 | 0 | 1 | 24-D-8 | mntprog1 | 2018-07-14 |  | ND | SP00 | 824 | 1 | attagons | 2020-10-14 |  | 1002 | V | SPO | 32151703 | 32151703 | 75 | X | [6 empty] | 0 |  | 1 | THB | O |  | 0 | D | 0 |  |  |  |  | Non-Move | Non-Move | Non-Move |  | BACKHOFF
388589 | 03 | 75031952102 | POWER SUPPLY EL9400,BACKHOFF [5] | PT011 | UT | 6075 | 45 | 1 | 2 | 35-E-5 | mntprog1 | 2018-07-14 |  | ND | SP00 | 824 | 1 | attagons | 2020-10-14 |  | 1002 | V | SPO | 32151700 | 32151700 | 75 | X | [6 empty] | 0 |  | 1 | THB | O |  | 0 | D | 0 |  |  |  |  | Non-Move | Non-Move | Non-Move |  | BACKHOFF
388155 | 03 | 75030202210 | CONTACTOR,CA 501, 1NC,ABB [5] | PT011 | ST | 124 | 60 | 0 | 0 | 30-C-5 | mntprog1 | 2018-07-14 |  | ND | SP00 | 822 | 1 | attagons | 2020-10-14 | X | 1002 | V | SPO | 39121529 | 39121529 | 75 | X | [6 empty] | 0 |  | 1 | THB | O |  | 0 | D | 0 |  |  |  |  | Non-Move | Non-Move | Non-Move | CONTACTOR | ABB | NC
388156 | 03 | 75030202220 | CONTACTOR,CA 510, 1NO,ABB [5] | PT011 | ST | 127 | 0 | 0 | 1 | 30-D-5 | mntprog1 | 2018-07-14 |  | ND | SP00 | 822 | 1 | attagons | 2020-10-14 |  | 1002 | V | SPO | 39121529 | 39121529 | 75 | X | [6 empty] | 0 |  | 1 | THB | O |  | 0 | D | 0 |  |  |  |  | Non-Move | Non-Move | Non-Move | CONTACTOR | ABB | NO
388157 | 03 | 75030202260 | CONTACTOR,CAL 511,1NO 1NC.,ABB [5] | PT011 | ST | 250 | 0 | 0 | 1 | 30-D-5 | mntprog1 | 2018-07-14 |  | ND | SP00 | 822 | 1 | attagons | 2020-10-14 |  | 1002 | V | SPO | 39121529 | 39121529 | 75 | X | [6 empty] | 0 |  | 1 | THB | O |  | 0 | D | 0 |  |  |  |  | Non-Move | Non-Move | Non-Move | CONTACTOR | ABB | NO/NC
388158 | 03 | 75030202280 | CONTACTOR,CAL811,1NO 1NC.,ABB [5] | PT011 | ST | 260.77 | 0 | 0 | 1 | 30-D-5 | mntprog1 | 2018-07-14 |  | ND | SP00 | 822 | 1 | attagons | 2020-10-14 |  | 1002 | V | SPO | 39121529 | 39121529 | 75 | X | [6 empty] | 0 |  | 1 | THB | O |  | 0 | D | 0 |  |  |  |  | Non-Move | Non-Move | Non-Move | CONTACTOR | ABB | NO/NC
388215 | 03 | 75031365012 | DCS,CARD QCS,130100-012,ABB | PT011 | PC | 1 | 30 | 0 | 1 | 75-C-4 | mntprog1 | 2018-07-14 |  | VB | SP00 | 824 | 1 | attagons | 2020-10-14 | X | 1002 | V | SPO | 32152000 | 32152000 | 75 | X | [6 empty] | 0 |  | 1 | THB | O |  | 0 | D | 0 |  |  |  |  | Non-Move | Non-Move | Non-Move |  | ABB
388233 | 03 | 75031371085 | DCS,CARD QCS CPWR,086385-001,ABB | PT011 | PC | 1 | 30 | 0 | 1 | 75-E-8 | mntprog1 | 2018-07-14 |  | VB | SP00 | 824 | 1 | attagons | 2020-10-14 | X | 1002 | V | SPO | 32152000 | 32152000 | 75 | X | [6 empty] | 0 |  | 1 | THB | O |  | 0 | D | 0 |  |  |  |  | Non-Move | Non-Move | Non-Move |  | ABB
388234 | 03 | 75031371487 | DCS,QCS ECC COLOR SENSOR,ABB | PT011 | PC | 1 | 30 | 0 | 1 | 75-E-2 | mntprog1 | 2018-07-14 |  | VB | SP00 | 824 | 1 | attagons | 2020-10-14 | X | 1002 | V | SPO | 32152000 | 32152000 | 75 | X | [6 empty] | 0 |  | 1 | THB | O |  | 0 | D | 0 |  |  |  |  | Non-Move | Non-Move | Non-Move |  | ABB
388235 | 03 | 75031371548 | DCS,CARD QCS ECF,086348-001,ABB [8] | PT011 | PC | 219900 | 90 | 0 | 1 | 75-C-5 | mntprog1 | 2018-07-14 |  | ND | SP00 | 824 | 1 | attagons | 2020-10-14 | X | 1002 | V | SPO | 32152000 | 32152000 | 75 | X | [6 empty] | 0 |  | 1 | THB | O |  | 0 | D | 0 |  |  |  |  | Non-Move | Non-Move | Non-Move |  | ABB
388236 | 03 | 75031371729 | DCS,CARD QCS ECS,086329-004,ABB | PT011 | PC | 199900 | 30 | 0 | 1 | 75-E-1 | mntprog1 | 2018-07-14 |  | VB | SP00 | 824 | 1 | attagons | 2020-10-14 |  | 1002 | V | SPO | 32152000 | 32152000 | 75 | X | [6 empty] | 0 |  | 1 | THB | O |  | 0 | D | 0 |  |  |  |  | Non-Move | Non-Move | Non-Move |  | ABB
388237 | 03 | 75031371747 | DCS,CARD QCS ELHV,087147-002,ABB | PT011 | PC | 1 | 30 | 0 | 1 | 75-E-8 | mntprog1 | 2018-07-14 |  | VB | SP00 | 824 | 1 | attagons | 2020-10-14 | X | 1002 | V | SPO | 32152000 | 32152000 | 75 | X | [6 empty] | 0 |  | 1 | THB | O |  | 0 | D | 0 |  |  |  |  | Non-Move | Non-Move | Non-Move |  | ABB
388238 | 03 | 75031372008 | DCS,CARD QCS FLASHHV,101935-208,ABB [ZN] | PT011 | PC | 60000 | 30 | 0 | 1 | W5-C-2 | mntprog1 | 2018-07-14 |  | ZN | SP00 | 824 | 1 | mntprog1 | 2021-04-05 | X | 1002 | V | SPO | 32152000 | 32152000 | 75 | X | [6 empty] | 0 |  | 0 | THB | O |  | 0 | D | 0 |  |  |  |  | Non-Move | Non-Move | Non-Move |  | ABB
388241 | 03 | 75031374318 | DCS,MEMORY BOARD,086318-002,ABB | PT011 | PC | 162500 | 30 | 0 | 1 | 75-E-2 | mntprog1 | 2018-07-14 |  | VB | SP00 | 824 | 1 | attagons | 2020-10-14 |  | 1002 | V | SPO | 32152000 | 32152000 | 75 | X | [6 empty] | 0 |  | 1 | THB | O |  | 0 | D | 0 |  |  |  |  | Non-Move | Non-Move | Non-Move |  | ABB
388242 | 03 | 75031374404 | DCS,CARD QCS MPRC,086444-004,ABB [ZN] | PT011 | PC | 800000 | 30 | 0 | 1 | W5-C-1 | mntprog1 | 2018-07-14 |  | ZN | SP00 | 847 | 1 | mntprog1 | 2021-04-05 | X | 1002 | V | SPO | 32152000 | 32152000 | 75 | X | [6 empty] | 0 |  | 0 | THB | O |  | 0 | D | 0 |  |  |  |  | Non-Move | Non-Move | Non-Move |  | ABB
388266 | 03 | 75031378140 | BREAKER,MINI,S203M-C40,40A,3P,ABB | PT011 | PC | 860 | 34 | 1 | 2 | 31-B-7 | mntprog1 | 2018-07-14 |  | VB | SP00 | 811 | 1 | mntprog1 | 2021-04-05 |  | 1002 | V | SPO | 39121603 | 39121603 | 75 | X | [6 empty] | 0 |  | 1 | THB | O |  | 0 | D | 0 |  |  | 75031378140 | 75031378140 | Move | Move | Move | BREAKER | ABB
388279 | 03 | 75031378324 | BREAKER,125 A,S3H160/R32100,ABB | PT011 | UT | 4156.9 | 99 | 0 | 1 | 31-A-3 | mntprog1 | 2018-07-14 |  | VB | SP00 | 811 | 1 | attagons | 2020-10-14 |  | 1002 | V | SPO | 39121601 | 39121601 | 75 | X | [6 empty] | 0 |  | 1 | THB | O |  | 0 | D | 0 |  |  |  |  | Non-Move | Non-Move | Non-Move | BREAKER | ABB
388329 | 03 | 75031379595 | DCS,BRUSH MOD QCS,130095-001,ABB | PT011 | PC | 1 | 30 | 0 | 1 | 75-D-6 | mntprog1 | 2018-07-14 |  | VB | SP00 | 824 | 1 | attagons | 2020-10-14 | X | 1002 | V | SPO | 32152000 | 32152000 | 75 | X | [6 empty] | 0 |  | 1 | THB | O |  | 0 | D | 0 |  |  |  |  | Non-Move | Non-Move | Non-Move |  | ABB
389769 | 03 | 75034687511 | DCS,POWER SUPPLY UNIT,3BSE002348R1,ABB | PT011 | PC | 102763.29 | 71 | 0 | 1 | 75-E-4 | mntprog1 | 2018-07-14 |  | VB | SP00 | 824 | 1 | attagons | 2020-10-14 | X | 1002 | V | SPO | 32152000 | 32152000 | 75 | X | [6 empty] | 0 |  | 1 | THB | O |  | 0 | D | 0 |  |  |  |  | Non-Move | Non-Move | Non-Move |  | ABB
389779 | 03 | 75034689340 | Power Supply 'ABB' SPTU240S1,SWGEAR [N] | PT011 | ST | 28800 | 0 | 0 | 2 | 34-B-3 | mntprog1 | 2018-07-14 |  | ND | SP00 | 824 | 1 | attagons | 2020-10-14 | X | 1002 | V | SPO | 39121004 | 39121004 | 75 | X | [6 empty] | 0 |  | 1 | THB | O |  | 0 | D | 0 |  |  |  |  | Non-Move | Non-Move | Non-Move |  | ABB
389780 | 03 | 75034689341 | Power Supply 'ABB' SPGU240A1,SWGEAR | PT011 | ST | 28800 | 0 | 0 | 1 | 34-B-3 | mntprog1 | 2018-07-14 |  | VB | SP00 | 824 | 1 | attagons | 2020-10-14 | X | 1002 | V | SPO | 39121004 | 39121004 | 75 | X | [6 empty] | 0 |  | 1 | THB | O |  | 0 | D | 0 |  |  |  |  | Non-Move | Non-Move | Non-Move |  | ABB
388160 | 03 | 75030310012 | AK4215 ANALOG MODULE F/PM3 | PT010 | PC | 23406 | 90 | 0 | 2 | AIR 6-C-2 | mntprog1 | 2018-07-14 |  | VB | SP00 |  | 1 | attagons | 2020-10-14 | X | 1002 | V | SPO | 23150000 | 23150000 | 75 | X | [5 empty] | 7511-06-PD1-1 | 0 |  | 1 | THB |  |  | 0 | D | 0 |  |  |  |  | Non-Move | Non-Move | Non-Move
388161 | 03 | 75030310014 | AK4022 ANALOG MODULE F/PM3 | PT010 | PC | 17249 | 90 | 0 | 1 | AIR 6-C-2 | mntprog1 | 2018-07-14 |  | VB | SP00 |  | 1 | attagons | 2020-10-14 | X | 1002 | V | SPO | 23150000 | 23150000 | 75 | X | [6 empty] | 0 |  | 1 | THB | O |  | 0 | D | 0 |  |  |  |  | Non-Move | Non-Move | Non-Move
388162 | 03 | 75030520100 | ENCODER,16,RELEC, {ZN} | PT011 | PC | 95800.51 | 30 | 0 | 1 | W1-B-6 | mntprog1 | 2018-07-14 |  | ZN | SP00 | 814 | 1 | mntprog1 | 2021-04-05 |  | 1002 | V | SPO | 39121527 | 39121527 | 75 | X | [6 empty] | 0 |  | 0 | THB | O |  | 0 | D | 0 |  |  |  |  | Non-Move | Non-Move | Non-Move | ENCODER
388163 | 03 | 75030654078 | PCB,DC DRIVE CARD-ADJER,JBAM-X004.0,{8} | PT011 | PC | 21872.22 | 238 | 0 | 3 | 35-C-6 | mntprog1 | 2018-07-14 |  | ND | SP00 | 821 | 1 | mntprog1 | 2020-11-13 |  | 1002 | V | SPO | 32101513 | 32101513 | 75 | X | [6 empty] | 0 |  | 1 | THB | O |  | 0 | D | 0 |  |  |  |  | Non-Move | Non-Move | Non-Move
388171 | 03 | 75030730400 | PCB,PULSE AMLIFIER CARD,ETX001590,{ZN} | PT011 | PC | 5025.46 | 30 | 0 | 6 | W1-E-3 | mntprog1 | 2018-07-14 |  | ZN | SP00 |  | 1 | mntprog1 | 2021-04-05 |  | 1002 | V | SPO | 32101513 | 32101513 | 75 | X | [6 empty] | 0 |  | 0 | THB | O |  | 0 | D | 0 |  |  |  |  | Non-Move | Non-Move | Non-Move
388173 | 03 | 75030736052 | PCB,DC ISOLAT AMP CARD,7052 A1,KNICK [ZN | PT011 | PC | 43000 | 30 | 0 | 1 | W5-1-D-1 | mntprog1 | 2018-07-14 |  | ZN | SP00 | 824 | 1 | mntprog1 | 2021-04-05 | X | 1002 | V | SPO | 32101513 | 32101513 | 75 | X | [6 empty] | 0 |  | 0 | THB | O |  | 0 | D | 0 |  |  |  |  | Non-Move | Non-Move | Non-Move
388174 | 03 | 75030736820 | PCB,DC ISOLAT AMP CARD,4820 A2,KNICK [wo | PT011 | PC | 13500 | 30 | 0 | 1 | 33-B-3 | mntprog1 | 2018-07-14 |  | ND | SP00 | 824 | 1 | attagons | 2020-10-14 | X | 1002 | V | SPO | 32101513 | 32101513 | 75 | X | [6 empty] | 0 |  | 1 | THB | O |  | 0 | D | 0 |  |  |  |  | Non-Move | Non-Move | Non-Move
388175 | 03 | 75030740025 | INVERTER,CARD,122PAC,SAMI500,PB.11(5) | PT010 | PC | 3333.33 | 30 | 0 | 1 | AIR 7-D-3 | mntprog1 | 2018-07-14 |  | ND | SP00 | 821 | 1 | mntprog1 | 2021-02-04 | X | 1002 | V | SPO | 39122001 | 39122001 | 75 | X | [6 empty] | 0 |  | 1 | THB | O |  | 0 | D | 0 |  |  | 75030740025 | 75030740025 | Move | Move | Move | INVERTER
388176 | 03 | 75030740326 | BARREL'LG'C14326,217/8"EMOIII,C14326 [SD | PT011 | PC | 40396.53 | 65 | 0 | 1 | 22-B-2 | mntprog1 | 2018-07-14 |  | VB | SP00 | C02 | 1 | mntprog1 | 2021-01-22 |  | 1002 | V | SPO | 39120000 | 39120000 | 75 | X | [6 empty] | 0 |  | 1 | THB | O |  | 0 | D | 0 |  |  |  |  | Non-Move | Non-Move | Non-Move
388180 | 03 | 75030745360 | UNIT MOS 220-240V PM.16(5) | PT010 | PC | 6800 | 30 | 0 | 1 | 73-D-2 | mntprog1 | 2018-07-14 |  | ND | SP00 | 812 | 1 | attagons | 2020-10-14 |  | 1002 | V | SPO |  | 23150000 | 75 |  |  |  | Z7500 |  |  |  | 0 |  | 1 | THB | O |  | 0 | D | 0 |  |  |  |  | Non-Move | Non-Move | Non-Move
388181 | 03 | 75030800506 | AMMETER ,CEL BOQ96SI/5A-6A ,(8) | PT010 | PC | 1000 | 30 | 0 | 1 | 31-C-7 | mntprog1 | 2018-07-14 |  | ND | SP00 | 822 | 1 | mntprog1 | 2020-08-02 |  | 1002 | V | SPO | 41113601 | 41113601 | 75 | X | [6 empty] | 0 |  | 1 | THB | O |  | 0 | D | 0 |  |  |  |  | Non-Move | Non-Move | Non-Move
388182 | 03 | 75030800510 | AMMETER ,CEL EQ96SI/1A ,(8) | PT010 | PC | 1000 | 30 | 0 | 1 | 31-C-6 | mntprog1 | 2018-07-14 |  | ND | SP00 | 822 | 1 | mntprog1 | 2020-08-02 |  | 1002 | V | SPO | 41113601 | 41113601 | 75 | X | [6 empty] | 0 |  | 1 | THB | O |  | 0 | D | 0 |  |  |  |  | Non-Move | Non-Move | Non-Move
388183 | 03 | 75031033257 | BALL SCREW ASSEMBLY C23257,EMOIII | PT011 | PC | 54096.35 | 86 | 1 | 3 | 22-B-4 | mntprog1 | 2018-07-14 |  | VB | SP00 | C02 | 1 | attagons | 2020-10-14 |  | 1002 | V | SPO | 39120000 | 39120000 | 75 | X | [6 empty] | 0 |  | 1 | THB | O |  | 0 | D | 0 |  |  |  |  | Non-Move | Non-Move | Non-Move
388184 | 03 | 75031100040 | BALLAST,LAMP,SYLVANIA OGS,400 W | PT010 | PC | 1070 | 54 | 1 | 3 | 49-A-1 | mntprog1 | 2018-07-14 |  | VB | SP00 | 811 | 1 | attagons | 2020-10-14 |  | 1002 | V | SPO | 39111801 | 39111801 | 75 | X | [6 empty] | 0 |  | 1 | THB | O |  | 0 | D | 0 |  |  |  |  | Non-Move | Non-Move | Non-Move
388185 | 03 | 75031100050 | BALLAST,LAMP,MERCURY,OGS 250(8) | PT010 | PC | 615 | 52 | 2 | 7 | 49-A-1 | mntprog1 | 2018-07-14 |  | ND | SP00 | 811 | 1 | mntprog1 | 2020-08-22 |  | 1002 | V | SPO | 39111801 | 39111801 | 75 | X | [6 empty] | 0 |  | 1 | THB | O |  | 0 | D | 0 |  |  |  |  | Non-Move | Non-Move | Non-Move
388186 | 03 | 75031100061 | BALLAST,LAMP,MERCURY,OGB 400 | PT010 | PC | 750 | 73 | 0 | 4 | 50-A-7 | mntprog1 | 2018-07-14 |  | VB | SP00 | 811 | 1 | mntprog1 | 2021-06-18 |  | 1002 | V | SPO | 39111801 | 39111801 | 75 | X | [6 empty] | 0 |  | 1 | THB | O |  | 0 | D | 0 |  |  |  |  | Non-Move | Non-Move | Non-Move
388187 | 03 | 75031100062 | EE,SWITCH,Z-15GQ22-B,15A.,250 V,OMRON(8) | PT010 | PC | 205.8 | 30 | 0 | 2 | 49-B-2 | mntprog1 | 2018-07-14 |  | ND | SP00 | 814 | 1 | mntprog1 | 2020-08-02 | X | 1002 | V | SPO | 39121500 | 39121500 | 75 | X | [6 empty] | 0 |  | 1 | THB | O |  | 0 | D | 0 |  |  |  |  | Non-Move | Non-Move | Non-Move
388188 | 03 | 75031100063 | EE,MINIATURE SWITCH,5A.,250 VAC PM.1 | PT010 | PC | 52 | 0 | 1 | 2 | 49-B-3 | mntprog1 | 2018-07-14 |  | VB | SP00 | 814 | 1 | mntprog1 | 2021-02-04 |  | 1002 | V | SPO | 39121500 | 39121500 | 75 | X | [6 empty] | 0 |  | 1 | THB | O |  | 0 | D | 0 |  |  |  |  | Non-Move | Non-Move | Non-Move
388189 | 03 | 75031100064 | EE,SWITCH,Z-15 GW4-B,15A.,250 VAC,(8) | PT010 | PC | 125.44 | 30 | 0 | 1 | 26-E-2 | mntprog1 | 2018-07-14 |  | ND | SP00 | 814 | 1 | mntprog1 | 2020-08-02 |  | 1002 | V | SPO | 39121500 | 39121500 | 75 | X | [6 empty] | 0 |  | 1 | THB | O |  | 0 | D | 0 |  |  |  |  | Non-Move | Non-Move | Non-Move
388190 | 03 | 75031110003 | BLOCKCOMBINATIONFUSE'ALLIS,(8) | PT010 | PC | 903.93 | 30 | 0 | 1 | 27-B-4 | mntprog1 | 2018-07-14 |  | ND | SP00 |  | 1 | mntprog1 | 2020-08-02 |  | 1002 | V | SPO | 39120000 | 39120000 | 75 | X | [6 empty] | 0 |  | 1 | THB | O |  | 0 | D | 0 |  |  |  |  | Non-Move | Non-Move | Non-Move
388191 | 03 | 75031200620 | BEARING,DEEP GROOVE,62202-2RS1,SKF(ZN) | PT010 | PC | 183 | 75 | 0 | 2 | 1-E-1 | mntprog1 | 2018-07-14 |  | ZN | SP00 | 825 | 1 | attagons | 2020-10-14 |  | 1001 | V | SPO | 31171504 | 31171504 | 75 | X | [6 empty] | 0 |  | 1 | THB | O |  | 0 | D | 0 |  |  | 75031200620 | 75031200620 | Move | Move | Move | BEARING
388192 | 03 | 75031200623 | BEARING,DEEP GROOVE,6219/C3 WP.1(F) | PT010 | PC | 1208 | 30 | 1 | 2 | 1-C-1 | mntprog1 | 2018-07-14 |  | ND | SP00 | 825 | 1 | mntprog1 | 2021-02-04 |  | 1001 | V | SPO | 31171504 | 31171504 | 75 | X | [6 empty] | 0 |  | 1 | THB | O |  | 0 | D | 0 |  |  |  |  | Non-Move | Non-Move | Non-Move | BEARING
388193 | 03 | 75031209106 | BEARING K9106HE,MSENSORQCS [5] | PT011 | PC | 21844.01 | 89 | 2 | 4 | 77-B-7 | mntprog1 | 2018-07-14 |  | ND | SP00 | 822 | 1 | attagons | 2020-10-14 |  | 1002 | V | SPO | 23150000 | 23150000 | 75 | X | [6 empty] | 0 |  | 1 | THB | O |  | 0 | D | 0 |  |  |  |  | Non-Move | Non-Move | Non-Move | BEARING
388194 | 03 | 75031221437 | Auto Stratcher Load cell 00351437 [5] | PT011 | PC | 63508.74 | 65 | 0 | 1 | 75-C-3 | mntprog1 | 2018-07-14 |  | ND | SP00 | 823 | 1 | attagons | 2020-10-14 |  | 1002 | V | SPO |  |  | 75 | X | [6 empty] | 0 |  | 1 | THB | O |  | 0 | D | 0 |  |  |  |  | Non-Move | Non-Move | Non-Move
388195 | 03 | 75031250007 | BREAKER,17-22 A,3RV1021-4CA10(5.5KW) | PT012 | PC | 1410 | 12 | 0 | 1 | 31-B-3 | mntprog1 | 2018-07-14 |  | VB | SP00 | 822 | 1 | attagons | 2020-10-14 |  | 1002 | V | SPO | 39121601 | 39121601 | 75 | X | [6 empty] | 0 |  | 1 | THB | O |  | 0 | D | 0 |  |  |  |  | Non-Move | Non-Move | Non-Move | BREAKER
388196 | 03 | 75031250008 | BREAKER,28-40A,3RV1031-4FA10(7.5KW) [5] | PT012 | PC | 3665 | 12 | 0 | 0 | 31-B-3 | mntprog1 | 2018-07-14 |  | ND | SP00 | 822 | 1 | attagons | 2020-10-14 |  | 1002 | V | SPO | 39121601 | 39121601 | 75 | X | [6 empty] | 0 |  | 1 | THB | O |  | 0 | D | 0 |  |  |  |  | Non-Move | Non-Move | Non-Move | BREAKER
388197 | 03 | 75031250009 | BREAKER,40-50 A,3RV1031-4HA10(11,15KW) | PT012 | PC | 4130 | 19 | 0 | 1 | 31-B-2 | mntprog1 | 2018-07-14 |  | VB | SP00 | 822 | 1 | attagons | 2020-10-14 |  | 1002 | V | SPO | 39121601 | 39121601 | 75 | X | [6 empty] | 0 |  | 1 | THB | O |  | 0 | D | 0 |  |  |  |  | Non-Move | Non-Move | Non-Move | BREAKER
388198 | 03 | 75031250010 | BREAKER,16 A,3RV1321-4AC10(7.5KW) [5] | PT012 | PC | 1530 | 21 | 0 | 0 | 31-B-2 | mntprog1 | 2018-07-14 |  | ND | SP00 | 822 | 1 | attagons | 2020-10-14 |  | 1002 | V | SPO | 39121601 | 39121601 | 75 | X | [6 empty] | 0 |  | 1 | THB | O |  | 0 | D | 0 |  |  |  |  | Non-Move | Non-Move | Non-Move | BREAKER
388199 | 03 | 75031250011 | BREAKER,22 A,3RV1321-4CC10 (11KW) | PT012 | PC | 1175 | 19 | 0 | 1 | 31-B-3 | mntprog1 | 2018-07-14 |  | VB | SP00 | 822 | 1 | attagons | 2020-10-14 |  | 1002 | V | SPO | 39121601 | 39121601 | 75 | X | [6 empty] | 0 |  | 1 | THB | O |  | 0 | D | 0 |  |  |  |  | Non-Move | Non-Move | Non-Move | BREAKER
388203 | 03 | 75031250015 | BREAKER,160 A,3VL1716-1DD33-0AA0 (30KW) | PT012 | PC | 8860 | 77 | 0 | 1 | 31-C-3 | mntprog1 | 2018-07-14 |  | VB | SP00 | 822 | 1 | attagons | 2020-10-14 |  | 1002 | V | SPO | 39121601 | 39121601 | 75 | X | [6 empty] | 0 |  | 1 | THB | O |  | 0 | D | 0 |  |  |  |  | Non-Move | Non-Move | Non-Move | BREAKER
388206 | 03 | 75031255425 | BEARING FRONT SHAFT,A-15425 EMOIII Â¡[9] | PT011 | PC | 823.49 | 73 | 0 | 12 | 22-C-5 | mntprog1 | 2018-07-14 |  | ND | SP00 | C02 | 1 | attagons | 2020-10-14 |  | 1002 | V | SPO | 23150000 | 23150000 | 75 | X | [6 empty] | 0 |  | 1 | THB | O |  | 0 | D | 0 |  |  |  |  | Non-Move | Non-Move | Non-Move | BREAKER
388207 | 03 | 75031258847 | BEARING MODIFIED 2.258ID,EMOIII | PT011 | PC | 31849.03 | 65 | 1 | 4 | 22-C-5 | mntprog1 | 2018-07-14 |  | VB | SP00 | C02 | 1 | mntprog1 | 2021-01-21 |  | 1002 | V | SPO | 23150000 | 23150000 | 75 | X | [6 empty] | 0 |  | 1 | THB | O |  | 0 | D | 0 |  |  |  |  | Non-Move | Non-Move | Non-Move | BREAKER
388208 | 03 | 75031265537 | BEARING SHAFT,EMOIII ¢ÒÂ·Ñé§ Set [9] | PT011 | PC | 1985.41 | 70 | 0 | 0 | 22-C-5 | mntprog1 | 2018-07-14 |  | ND | SP00 | C0E | 1 | attagons | 2020-10-14 |  | 1002 | V | SPO | 23150000 | 23150000 | 75 | X | [6 empty] | 0 |  | 1 | THB | O |  | 0 | D | 0 |  |  |  |  | Non-Move | Non-Move | Non-Move | BREAKER
388209 | 03 | 75031303110 | AMPLIFIER,80041006A,ABB,(8) | PT010 | PC | 1 | 30 | 0 | 1 | AIR 7-D-4 | mntprog1 | 2018-07-14 |  | ND | SP00 |  | 1 | mntprog1 | 2020-08-02 |  | 1002 | V | SPO | 32101514 | 32101514 | 75 | X | [6 empty] | 0 |  | 1 | THB | O |  | 0 | D | 0 |  |  |  |  | Non-Move | Non-Move | Non-Move
388210 | 03 | 75031303112 | PCB,GOVERNER CIRCUIT BOARD TG.7(ZN) | PT010 | PC | 48000 | 30 | 0 | 1 | AIR 7-E-2 | mntprog1 | 2018-07-14 |  | ZN | SP00 |  | 1 | attagons | 2020-10-14 | X | 1002 | V | SPO | 32101513 | 32101513 | 75 | X | [6 empty] | 0 |  | 1 | THB | O |  | 0 | D | 0 |  |  |  |  | Non-Move | Non-Move | Non-Move
388211 | 03 | 75031304435 | DCS,CARD-DI,D200533,METSO | PT012 | PC | 27930 | 35 | 1 | 2 | 114-B-3 | mntprog1 | 2018-07-14 |  | VB | SP00 | 824 | 1 | attagons | 2020-10-14 |  | 1002 | V | SPO | 32152000 | 32152000 | 75 | X | [6 empty] | 0 |  | 1 | THB | O |  | 0 | D | 0 |  |  |  |  | Non-Move | Non-Move | Non-Move
388212 | 03 | 75031305390 | Booter Relay'FAIR CHILD'Z19622208102 [5] | PT011 | PC | 9605 | 0 | 0 | 1 | 27-D-7 | mntprog1 | 2018-07-14 |  | ND | SP00 | 822 | 1 | attagons | 2020-10-14 | X | 1002 | V | SPO | 39120000 | 39120000 | 75 | X | [6 empty] | 0 |  | 1 | THB | O |  | 0 | D | 0 |  |  |  |  | Non-Move | Non-Move | Non-Move
388213 | 03 | 75031305430 | DCS,CARD-DI,D200535,METSO [5] | PT012 | PC | 28087.5 | 34 | 0 | 0 | 114-B-3 | mntprog1 | 2018-07-14 |  | ND | SP00 | 824 | 1 | attagons | 2020-10-14 |  | 1002 | V | SPO | 32152000 | 32152000 | 75 | X | [6 empty] | 0 |  | 1 | THB | O |  | 0 | D | 0 |  |  |  |  | Non-Move | Non-Move | Non-Move
388214 | 03 | 75031340009 | INVERTER,CARD,60019061,GS009,ABB,(8) | PT010 | PC | 15000 | 30 | 0 | 1 | AIR 5-B-2 | mntprog1 | 2018-07-14 |  | ND | SP00 | 821 | 1 | mntprog1 | 2020-08-02 |  | 1002 | V | SPO | 39122001 | 39122001 | 75 | X | [6 empty] | 0 |  | 1 | THB | O |  | 0 | D | 0 |  |  |  |  | Non-Move | Non-Move | Non-Move
388216 | 03 | 75031370005 | PCB,GATE PCB,G85F250742,?, {ZN} | PT011 | PC | 1 | 30 | 0 | 2 | W5-,A2-E-4 | mntprog1 | 2018-07-14 |  | ZN | SP00 |  | 1 | mntprog1 | 2021-04-05 | X | 1002 | V | SPO | 32101513 | 32101513 | 75 | X | [6 empty] | 0 |  | 0 | THB | O |  | 0 | D | 0 |  |  |  |  | Non-Move | Non-Move | Non-Move
388217 | 03 | 75031370010 | PCB,POWER SOURCE CARD/BOARD, {ZN} | PT011 | PC | 1 | 30 | 0 | 2 | W5-,A2-D-5 | mntprog1 | 2018-07-14 |  | ZN | SP00 |  | 1 | mntprog1 | 2021-04-05 | X | 1002 | V | SPO | 32101513 | 32101513 | 75 | X | [6 empty] | 0 |  | 0 | THB | O |  | 0 | D | 0 |  |  |  |  | Non-Move | Non-Move | Non-Move
388218 | 03 | 75031370015 | PCB,DEAD BAND PCB,G85F294232 {ZN} | PT011 | PC | 1 | 30 | 0 | 2 | W5-,A2-E-4 | mntprog1 | 2018-07-14 |  | ZN | SP00 |  | 1 | mntprog1 | 2021-04-05 | X | 1002 | V | SPO | 32101513 | 32101513 | 75 | X | [6 empty] | 0 |  | 0 | THB | O |  | 0 | D | 0 |  |  |  |  | Non-Move | Non-Move | Non-Move
388219 | 03 | 75031370020 | PCB,SERVO MOTOR CARD,MD01,G85F29447E [ZN | PT011 | PC | 115000 | 30 | 0 | 1 | W5-,A2-D-5 | mntprog1 | 2018-07-14 |  | ZN | SP00 | 821 | 1 | attagons | 2020-10-14 | X | 1002 | V | SPO | 32101513 | 32101513 | 75 | X | [6 empty] | 0 |  | 0 | THB | O |  | 0 | D | 0 |  |  |  |  | Non-Move | Non-Move | Non-Move
388220 | 03 | 75031370025 | PCB,CIRCUIT VOLT DETECT PCB {ZN} | PT011 | PC | 1 | 30 | 0 | 2 | W5-,A2-D-6 | mntprog1 | 2018-07-14 |  | ZN | SP00 |  | 1 | mntprog1 | 2021-04-05 | X | 1002 | V | SPO | 32101513 | 32101513 | 75 | X | [6 empty] | 0 |  | 0 | THB | O |  | 0 | D | 0 |  |  |  |  | Non-Move | Non-Move | Non-Move
388221 | 03 | 75031370030 | CARDpowerSOURCE''G85F295712,S:160x114 [Z | PT011 | PC | 1 | 30 | 0 | 2 | W5-,A2-E-4 | mntprog1 | 2018-07-14 |  | ZN | SP00 |  | 1 | attagons | 2020-10-14 | X | 1002 | V | SPO | 32101513 | 32101513 | 75 | X | [6 empty] | 0 |  | 0 | THB | O |  | 0 | D | 0 |  |  |  |  | Non-Move | Non-Move | Non-Move
388222 | 03 | 75031370035 | CARDpowerSOURCE''G85F299252,S:160x114 [Z | PT011 | PC | 250000 | 30 | 0 | 2 | W5-,A2-E-4 | mntprog1 | 2018-07-14 |  | ZN | SP00 |  | 1 | attagons | 2020-10-14 | X | 1002 | V | SPO | 32101513 | 32101513 | 75 | X | [6 empty] | 0 |  | 0 | THB | O |  | 0 | D | 0 |  |  |  |  | Non-Move | Non-Move | Non-Move
388223 | 03 | 75031370040 | AMPLIFIER,G85F29973-2 [ZN] | PT011 | PC | 1 | 30 | 0 | 1 | W5-,A2-D-5 | mntprog1 | 2018-07-14 |  | ZN | SP00 |  | 1 | mntprog1 | 2021-04-05 | X | 1002 | V | SPO | 32101514 | 32101514 | 75 | X | [6 empty] | 0 |  | 0 | THB | O |  | 0 | D | 0 |  |  |  |  | Non-Move | Non-Move | Non-Move
388224 | 03 | 75031370045 | PCB,VARIABLE RHEOSTAT,G85F40356-2 [ZN] | PT011 | PC | 1 | 30 | 0 | 2 | W5-,A2-E-4 | mntprog1 | 2018-07-14 |  | ZN | SP00 |  | 1 | mntprog1 | 2021-04-05 | X | 1002 | V | SPO | 32101513 | 32101513 | 75 | X | [6 empty] | 0 |  | 0 | THB | O |  | 0 | D | 0 |  |  |  | sdf | Non-Move | Move | Move
388225 | 03 | 75031370070 | PCB,PHASE CONTROL PCB,G85F25072-25 [ZN] | PT011 | PC | 1 | 30 | 0 | 1 | W5-,A2-D-5 | mntprog1 | 2018-07-14 |  | ZN | SP00 |  | 1 | mntprog1 | 2021-04-05 | X | 1002 | V | SPO | 32101513 | 32101513 | 75 | X | [6 empty] | 0 |  | 0 | THB | O |  | 0 | D | 0 |  |  |  |  | Non-Move | Non-Move | Non-Move
388226 | 03 | 75031370195 | POWERsupply'KAMPF'SB202,220V+15Vschrofe | PT010 | EA | 36600 | 53 | 0 | 1 | AIR 5-C-2 | mntprog1 | 2018-07-14 |  | VB | SP00 | 824 | 1 | attagons | 2020-10-14 | X | 1002 | V | SPO | 39121004 | 39121004 | 75 | X | [6 empty] | 0 |  | 1 | THB | O |  | 0 | D | 0 |  |  |  |  | Non-Move | Non-Move | Non-Move | Power Supply
388232 | 03 | 75031371063 | BREAKER,MINI,63A,1P,5SL6163-7CC | PT012 | PC | 200 | 22 | 3 | 6 | 31-C-7 | mntprog1 | 2018-07-14 |  | VB | SP00 | 822 | 1 | attagons | 2020-10-14 |  | 1002 | V | SPO | 39121603 | 39121603 | 75 | X | [6 empty] | 0 |  | 1 | THB | O |  | 0 | D | 0 |  |  |  | 75031371063 | Non-Move | Move | Move | BREAKER
388239 | 03 | 75031372030 | PCB,FIELD BOARD,46S02928-1030 [ZN] | PT011 | PC | 1 | 30 | 0 | 1 | W1-C-1 | mntprog1 | 2018-07-14 |  | ZN | SP00 | 824 | 1 | mntprog1 | 2021-04-05 | X | 1002 | V | SPO | 32101513 | 32101513 | 75 | X | [6 empty] | 0 |  | 0 | THB | O |  | 0 | D | 0 |  |  |  |  | Non-Move | Non-Move | Non-Move
388240 | 03 | 75031374157 | PCB,MOTOR DRIVE BOARD,EMOIII,B-38631 | PT011 | PC | 50239.48 | 111 | 1 | 2 | 33-E-5 | mntprog1 | 2018-07-14 |  | VB | SP00 | C02 | 1 | mntprog1 | 2021-03-06 |  | 1002 | V | SPO | 32101513 | 32101513 | 75 | X | [6 empty] | 0 |  | 1 | THB | O |  | 0 | D | 0 |  |  |  |  | Non-Move | Non-Move | Non-Move
388243 | 03 | 75031375210 | PCB,PCB,46S02948-1210 [ZN] | PT011 | PC | 1 | 30 | 0 | 1 | W1-C-1 | mntprog1 | 2018-07-14 |  | ZN | SP00 | 824 | 1 | mntprog1 | 2021-04-05 | X | 1002 | V | SPO | 32101513 | 32101513 | 75 | X | [6 empty] | 0 |  | 0 | THB | O |  | 0 | D | 0 |  |  |  |  | Non-Move | Non-Move | Non-Move
388244 | 03 | 75031375310 | PCB,PCB,46S02948-1310 {ZN} | PT011 | PC | 1 | 30 | 0 | 1 | W1-C-1 | mntprog1 | 2018-07-14 |  | ZN | SP00 | 824 | 1 | mntprog1 | 2021-04-05 | X | 1002 | V | SPO | 32101513 | 32101513 | 75 | X | [6 empty] | 0 |  | 0 | THB | O |  | 0 | D | 0 |  |  |  |  | Non-Move | Non-Move | Non-Move
388245 | 03 | 75031376010 | PCB,MOTOR CONTROLLER BOARD,125D PM1(5) | PT010 | PC | 9125.93 | 30 | 0 | 1 | AIR 6-C-1 | mntprog1 | 2018-07-14 |  | ND | SP00 |  | 1 | attagons | 2020-10-14 | X | 1002 | V | SPO | 32101513 | 32101513 | 75 | X | [6 empty] | 0 |  | 1 | THB | O |  | 0 | D | 0 |  |  |  |  | Non-Move | Non-Move | Non-Move
388246 | 03 | 75031376011 | DC MOTOR CTRL,JPDC-P-0230,NPS0008-D1,{ZN | PT011 | PC | 9500 | 30 | 3 | 6 | W1-E-1 | mntprog1 | 2018-07-14 |  | ZN | SP00 | 821 | 1 | mntprog1 | 2021-04-05 | X | 1002 | V | SPO | 39122002 | 39122002 | 75 | X | [6 empty] | 0 |  | 0 | THB | O |  | 0 | D | 0 |  |  |  |  | Non-Move | Non-Move | Non-Move
388248 | 03 | 75031376013 | DC MOTOR CTRL,CARD,JPDC-P 042 [8] | PT011 | PC | 6435.28 | 426 | 0 | 3 | 34-B-5 | mntprog1 | 2018-07-14 |  | ND | SP00 | 821 | 1 | attagons | 2020-10-14 |  | 1002 | V | SPO | 39122002 | 39122002 | 75 | X | [6 empty] | 0 |  | 1 | THB | O |  | 0 | D | 0 |  |  |  |  | Non-Move | Non-Move | Non-Move
388250 | 03 | 75031376016 | DC MOTOR CTRL,CPU,JPDCC049,EUJ41702,{ZN} | PT011 | PC | 47500 | 101 | 0 | 1 | W1-C-1 | mntprog1 | 2018-07-14 |  | ZN | SP00 | 821 | 1 | mntprog1 | 2021-04-05 | X | 1002 | V | SPO | 39122002 | 39122002 | 75 | X | [6 empty] | 0 |  | 0 | THB | O |  | 0 | D | 0 |  |  |  |  | Non-Move | Non-Move | Non-Move
388252 | 03 | 75031376421 | controlBOX'',BOXdistributionAIR PB14 [ZN | PT011 | PC | 1 | 30 | 0 | 1 | W5,FLOOR | mntprog1 | 2018-07-14 |  | ZN | SP00 |  | 1 | mntprog1 | 2021-04-05 | X | 1002 | V | SPO | 39121303 | 39121303 | 75 | X | [6 empty] | 0 |  | 0 | THB | O |  | 0 | D | 0 |  |  |  |  | Non-Move | Non-Move | Non-Move
388253 | 03 | 75031376600 | SW,PUSH BUTTON,ALN-22211DN-R,IDEC | PT011 | PC | 584.68 | 51 | 0 | 1 | 29-A-7 | mntprog1 | 2018-07-14 |  | VB | SP00 | 814 | 1 | attagons | 2020-10-14 |  | 1002 | V | SPO | 39121512 | 39121512 | 75 | X | [6 empty] | 0 |  | 1 | THB | O |  | 0 | D | 0 |  |  |  |  | Non-Move | Non-Move | Non-Move
388254 | 03 | 75031376601 | RECTIFIER,BRAKE,IP380VAC OP180VDC {9} | PT011 | ST | 3750 | 126 | 1 | 2 | 29-D-4 | mntprog1 | 2018-07-14 |  | ND | SP00 | 824 | 1 | mntprog1 | 2019-05-26 |  | 1002 | V | SPO | 32121701 | 32121701 | 75 | X | [6 empty] | 0 |  | 1 | THB | O |  | 0 | D | 0 |  |  |  |  | Non-Move | Non-Move | Non-Move
388256 | 03 | 75031376605 | BREAKER,MINI,0.5 A,277 VAC,1 P | PT011 | PC | 217.91 | 36 | 1 | 3 | 31-C-2 | mntprog1 | 2018-07-14 |  | VB | SP00 | 822 | 1 | attagons | 2020-10-14 |  | 1002 | V | SPO | 39121603 | 39121603 | 75 | X | [6 empty] | 0 |  | 1 | THB | O |  | 0 | D | 0 |  |  |  |  | Non-Move | Non-Move | Non-Move | BREAKER
388257 | 03 | 75031376607 | BREAKER,MINI,6 A,277 VAC,1 P | PT011 | PC | 700 | 34 | 1 | 2 | 31-E-2 | mntprog1 | 2018-07-14 |  | VB | SP00 | 822 | 1 | attagons | 2020-10-14 |  | 1002 | V | SPO | 39121603 | 39121603 | 75 | X | [6 empty] | 0 |  | 1 | THB | O |  | 0 | D | 0 |  |  |  |  | Non-Move | Non-Move | Non-Move | BREAKER
388258 | 03 | 75031376611 | BREAKER,MINI,CIRCUIT,10A,5SL6110-7 | PT011 | PC | 95 | 34 | 1 | 2 | 31-E-1 | mntprog1 | 2018-07-14 |  | VB | SP00 | 822 | 1 | mntprog1 | 2021-05-25 |  | 1002 | V | SPO | 39121603 | 39121603 | 75 | X | [6 empty] | 0 |  | 1 | THB | O |  | 0 | D | 0 |  |  |  |  | Non-Move | Non-Move | Non-Move | BREAKER
388259 | 03 | 75031376612 | BREAKER,MINI,0.5 A,480 VAC,2 P [5] | PT011 | PC | 1891.87 | 29 | 0 | 2 | 31-E-2 | mntprog1 | 2018-07-14 |  | ND | SP00 | 822 | 1 | attagons | 2020-10-14 |  | 1002 | V | SPO | 39121603 | 39121603 | 75 | X | [6 empty] | 0 |  | 1 | THB | O |  | 0 | D | 0 |  |  |  | 75031376612 | Non-Move | Move | Move | BREAKER
388262 | 03 | 75031377881 | BREAKER,2.5-4 A,GV2-ME08,TELE | PT011 | PC | 921.92 | 20 | 2 | 5 | 31-C-2 | mntprog1 | 2018-07-14 |  | VB | SP00 | 822 | 1 | attagons | 2020-10-14 |  | 1002 | V | SPO | 39121601 | 39121601 | 75 | X | [6 empty] | 0 |  | 1 | THB | O |  | 0 | D | 0 |  |  |  |  | Non-Move | Non-Move | Non-Move | BREAKER
388264 | 03 | 75031377990 | BREAKER,500-1000 A,MCCB NF1000SEW | PT011 | EA | 62976 | 65 | 0 | 1 | 31-A-1 | mntprog1 | 2018-07-14 |  | VB | SP00 | 822 | 1 | attagons | 2020-10-14 | X | 1002 | V | SPO | 39121601 | 39121601 | 75 | X | [6 empty] | 0 |  | 1 | THB | O |  | 0 | D | 0 |  |  |  |  | Non-Move | Non-Move | Non-Move | BREAKER
388265 | 03 | 75031378125 | BREAKER,MINI,25 A,400 V,3 P | PT011 | PC | 860.48 | 29 | 1 | 2 | 31-B-7 | mntprog1 | 2018-07-14 |  | VB | SP00 | 811 | 1 | attagons | 2020-10-14 |  | 1002 | V | SPO | 39121603 | 39121603 | 75 | X | [6 empty] | 0 |  | 1 | THB | O |  | 0 | D | 0 |  |  |  | 75031378125 | Non-Move | Move | Move | BREAKER
388271 | 03 | 75031378230 | BREAKER,MCB,32 A,380 V,NF125HW | PT011 | PC | 3175 | 58 | 0 | 1 | 31-B-7 | mntprog1 | 2018-07-14 |  | VB | SP00 | 822 | 1 | attagons | 2020-10-14 |  | 1002 | V | SPO | 39121616 | 39121616 | 75 | X | [6 empty] | 0 |  | 1 | THB | O |  | 0 | D | 0 |  |  |  |  | Non-Move | Non-Move | Non-Move | BREAKER
388276 | 03 | 75031378260 | BREAKER,MCB,63 A,380 V,NF125HW | PT011 | PC | 3176.62 | 59 | 0 | 1 | 31-A-1 | mntprog1 | 2018-07-14 |  | VB | SP00 | 822 | 1 | attagons | 2020-10-14 |  | 1002 | V | SPO | 39121616 | 39121616 | 75 | X | [6 empty] | 0 |  | 1 | THB | O |  | 0 | D | 0 |  |  | 75031378260 | 75031378260 | Move | Move | Move | BREAKER
388280 | 03 | 75031378350 | BREAKER,MCB,150 A,380 V,NF-160HW | PT011 | PC | 4350 | 59 | 1 | 2 | 31-B-1 | mntprog1 | 2018-07-14 |  | VB | SP00 | 822 | 1 | attagons | 2020-10-14 |  | 1002 | V | SPO | 39121616 | 39121616 | 75 | X | [6 empty] | 0 |  | 1 | THB | O |  | 0 | D | 0 |  |  |  |  | Non-Move | Non-Move | Non-Move | BREAKER
388283 | 03 | 75031378375 | BREAKER,MCB,200 A,660 V,NF250HW | PT011 | PC | 4785 | 29 | 0 | 1 | 31-A-6 | mntprog1 | 2018-07-14 |  | VB | SP00 | 822 | 1 | attagons | 2020-10-14 |  | 1002 | V | SPO | 39121616 | 39121616 | 75 | X | [6 empty] | 0 |  | 1 | THB | O |  | 0 | D | 0 |  |  |  |  | Non-Move | Non-Move | Non-Move | BREAKER
388284 | 03 | 75031378405 | BREAKER,205 A,33VL3725-2SS36-0AB1 | PT011 | PC | 16962.5 | 100 | 1 | 2 | 31-A-6 | mntprog1 | 2018-07-14 |  | VB | SP00 | 822 | 1 | attagons | 2020-10-14 |  | 1002 | V | SPO | 39121601 | 39121601 | 75 | X | [6 empty] | 0 |  | 1 | THB | O |  | 0 | D | 0 |  |  |  |  | Non-Move | Non-Move | Non-Move | BREAKER
388285 | 03 | 75031378426 | BREAKER,MCB,225 A,380 V,NF250HW | PT011 | PC | 4785 | 39 | 0 | 1 | 31-A-7 | mntprog1 | 2018-07-14 |  | VB | SP00 | 822 | 1 | attagons | 2020-10-14 |  | 1002 | V | SPO | 39121616 | 39121616 | 75 | X | [6 empty] | 0 |  | 1 | THB | O |  | 0 | D | 0 |  |  |  | 75031378426 | Non-Move | Move | Move | BREAKER
388286 | 03 | 75031378480 | BREAKER,400 A,3VF5211-2DM41-OAB2 {9},{9} | PT011 | PC | 77000 | 99 | 0 | 1 | 31-A-8 | mntprog1 | 2018-07-14 |  | ND | SP00 | 822 | 1 | mntprog1 | 2019-07-05 |  | 1002 | V | SPO | 39121601 | 39121601 | 75 | X | [6 empty] | 0 |  | 1 | THB | O |  | 0 | D | 0 |  |  |  |  | Non-Move | Non-Move | Non-Move | BREAKER
388288 | 03 | 75031378503 | BREAKER,MINI,4A,5SX4104-7,1 POLE,10KA | PT011 | PC | 200 | 66 | 1 | 2 | 31-E-1 | mntprog1 | 2018-07-14 |  | VB | SP00 | 822 | 1 | attagons | 2020-10-14 |  | 1002 | V | SPO | 39121603 | 39121603 | 75 | X | [6 empty] | 0 |  | 1 | THB | O |  | 0 | D | 0 |  |  |  |  | Non-Move | Non-Move | Non-Move | BREAKER
388291 | 03 | 75031378604 | BREAKER,0.24-0.4 A,3VU13000-1M D00 | PT011 | PC | 654.61 | 111 | 0 | 5 | 31-C-2 | mntprog1 | 2018-07-14 |  | VB | SP00 | 822 | 1 | attagons | 2020-10-14 |  | 1002 | V | SPO | 39121601 | 39121601 | 75 | X | [6 empty] | 0 |  | 1 | THB | O |  | 0 | D | 0 |  |  | 75031378604 |  | Move | Non-Move | Move | BREAKER
388292 | 03 | 75031378610 | BREAKER,6.3-10 A,3VF1231-1DB11-0AA0 [5] | PT011 | PC | 2941.13 | 76 | 0 | 12 | 31-D-2 | mntprog1 | 2018-07-14 |  | ND | SP00 | 822 | 1 | attagons | 2020-10-14 |  | 1002 | V | SPO | 39121601 | 39121601 | 75 | X | [6 empty] | 0 |  | 1 | THB | O |  | 0 | D | 0 |  |  |  |  | Non-Move | Non-Move | Non-Move | BREAKER
388295 | 03 | 75031378710 | BREAKER,MINI,6 A,400 VAC,2 P | PT011 | PC | 2000 | 59 | 5 | 10 | 31-D-3 | mntprog1 | 2018-07-14 |  | VB | SP00 | 822 | 1 | attagons | 2020-10-14 |  | 1002 | V | SPO | 39121603 | 39121603 | 75 | X | [6 empty] | 0 |  | 1 | THB | O |  | 0 | D | 0 |  |  | 75031378710 | 75031378710 | Move | Move | Move | BREAKER
388297 | 03 | 75031378816 | BREAKER,16 A,Q OH-X,SQUARE D | PT011 | PC | 98 | 58 | 3 | 8 | 31-C-5 | mntprog1 | 2018-07-14 |  | VB | SP00 | 822 | 1 | attagons | 2020-10-14 |  | 1002 | V | SPO | 39121601 | 39121601 | 75 | X | [6 empty] | 0 |  | 1 | THB | O |  | 0 | D | 0 |  |  | 75031378816 | 75031378816 | Move | Move | Move | BREAKER
388298 | 03 | 75031378820 | BREAKER,20 A,Q OHX,SQUARE D | PT011 | PC | 98 | 75 | 4 | 8 | 31-C-5 | mntprog1 | 2018-07-14 |  | VB | SP00 | 822 | 1 | attagons | 2020-10-14 |  | 1002 | V | SPO | 39121601 | 39121601 | 75 | X | [6 empty] | 0 |  | 1 | THB | O |  | 0 | D | 0 |  |  | 75031378820 | 75031378820 | Move | Move | Move | BREAKER
388299 | 03 | 75031378832 | BREAKER,32 A,Q OH-X,SQUARE D | PT011 | PC | 78.88 | 60 | 2 | 5 | 31-C-6 | mntprog1 | 2018-07-14 |  | VB | SP00 | 822 | 1 | attagons | 2020-10-14 |  | 1002 | V | SPO | 39121601 | 39121601 | 75 | X | [6 empty] | 0 |  | 1 | THB | O |  | 0 | D | 0 |  |  | 75031378832 | 75031378832 | Move | Move | Move | BREAKER
388300 | 03 | 75031378916 | BREAKER,16 A,Q0316VSC6T,SQUARE D | PT011 | PC | 997.39 | 30 | 1 | 3 | 31-B-5 | mntprog1 | 2018-07-14 |  | VB | SP00 | 822 | 1 | attagons | 2020-10-14 |  | 1002 | V | SPO | 39121601 | 39121601 | 75 | X | [6 empty] | 0 |  | 1 | THB | O |  | 0 | D | 0 |  |  | 75031378916 | 75031378916 | Move | Move | Move | BREAKER
388301 | 03 | 75031378932 | BREAKER,32 A,QO332VSC6T,6KA,SQUARE D | PT011 | PC | 936.1 | 0 | 0 | 1 | 31-B-8 | mntprog1 | 2018-07-14 |  | VB | SP00 | 822 | 1 | attagons | 2020-10-14 |  | 1002 | V | SPO | 39121601 | 39121601 | 75 | X | [6 empty] | 0 |  | 1 | THB | O |  | 0 | D | 0 |  |  | 75031378932 | 75031378932 | Move | Move | Move | BREAKER
388302 | 03 | 75031378963 | BREAKER,63 A,QO363VSC6T,SQUARE D | PT011 | PC | 1424.32 | 29 | 3 | 6 | 31-A-2 | mntprog1 | 2018-07-14 |  | VB | SP00 | 822 | 1 | mntprog1 | 2021-06-11 |  | 1002 | V | SPO | 39121601 | 39121601 | 75 | X | [6 empty] | 0 |  | 1 | THB | O |  | 0 | D | 0 |  |  | 75031378963 | 75031378963 | Move | Move | Move | BREAKER
388303 | 03 | 75031379110 | FUSE,?,10 A,LB1010T,WESTING HOUSE | PT011 | PC | 452 | 30 | 2 | 7 | 31-E-3 | mntprog1 | 2018-07-14 |  | VB | SP00 | 822 | 1 | attagons | 2020-10-14 |  | 1002 | V | SPO | 39121606 | 39121606 | 75 | X | [6 empty] | 0 |  | 1 | THB | O |  | 0 | D | 0 |  |  |  |  | Non-Move | Non-Move | Non-Move | Fuse | Westinghouse
388304 | 03 | 75031379120 | BREAKER,20 A,HQP-1020-1P-20A [5] | PT011 | PC | 252.5 | 60 | 2 | 7 | 31-C-5 | mntprog1 | 2018-07-14 |  | ND | SP00 | 822 | 1 | attagons | 2020-10-14 |  | 1002 | V | SPO | 39121601 | 39121601 | 75 | X | [6 empty] | 0 |  | 1 | THB | O |  | 0 | D | 0 |  |  |  |  | Non-Move | Non-Move | Non-Move
388305 | 03 | 75031379130 | BREAKER'WESTING'MEM,30A1Ponfuse [5] | PT011 | PC | 263.75 | 41 | 2 | 8 | 31-C-6 | mntprog1 | 2018-07-14 |  | ND | SP00 | 822 | 1 | attagons | 2020-10-14 |  | 1002 | V | SPO | 39121606 | 39121606 | 75 | X | [6 empty] | 0 |  | 1 | THB | O |  | 0 | D | 0 |  |  |  |  | Non-Move | Non-Move | Non-Move | BREAKER | Westinghouse
388306 | 03 | 75031379150 | BREAKER,250 - 500 A,3VL5750-2SS36-OAC1 | PT011 | UT | 54000 | 70 | 0 | 1 | 31-A-8 | mntprog1 | 2018-07-14 |  | VB | SP00 | 822 | 1 | attagons | 2020-10-14 |  | 1002 | V | SPO | 39121601 | 39121601 | 75 | X | [6 empty] | 0 |  | 1 | THB | O |  | 0 | D | 0 |  |  | 75031379150 | 75031379150 | Move | Move | Move
388307 | 03 | 75031379236 | SWGEARvacuum'SIEMENS'3TL6113OAN2,no [ZN | PT011 | UT | 113300 | 126 | 0 | 1 | W-35-WALL | mntprog1 | 2018-07-14 |  | ZN | SP00 |  | 1 | mntprog1 | 2021-04-05 | X | 1002 | V | SPO | 39120000 | 39120000 | 75 | X | [6 empty] | 0 |  | 0 | THB | O |  | 0 | D | 0 |  |  |  |  | Non-Move | Non-Move | Non-Move
388308 | 03 | 75031379280 | BREAKER,MCB,800 A,460 V,NF800SEP [5] | PT011 | PC | 17835 | 35 | 0 | 1 | 31-B-8 | mntprog1 | 2018-07-14 |  | ND | SP00 | 822 | 1 | attagons | 2020-10-14 |  | 1002 | V | SPO | 39121616 | 39121616 | 75 | X | [6 empty] | 0 |  | 1 | THB | O |  | 0 | D | 0 |  |  |  |  | Non-Move | Non-Move | Non-Move
388309 | 03 | 75031379316 | BREAKER,MCB,1600 A,460 V,NF1600SS [ZN] | PT011 | PC | 57000 | 42 | 0 | 1 | W-35-WALL | mntprog1 | 2018-07-14 |  | ZN | SP00 | 822 | 1 | mntprog1 | 2021-04-05 | X | 1002 | V | SPO | 39121616 | 39121616 | 75 | X | [6 empty] | 0 |  | 0 | THB | O |  | 0 | D | 0 |  |  |  |  | Non-Move | Non-Move | Non-Move
388310 | 03 | 75031379327 | BRAKINGresistorUNIT''LKEB2011, {ZN} | PT011 | PC | 30240 | 0 | 0 | 2 | ห้องเอกสาร | mntprog1 | 2018-07-14 |  | ZN | SP00 | 821 | 1 | mntprog1 | 2021-04-05 | X | 1002 | V | SPO | 32121609 | 32121609 | 75 | X | [6 empty] | 0 |  | 0 | THB | O |  | 0 | D | 0 |  |  |  |  | Non-Move | Non-Move | Non-Move
388311 | 03 | 75031379330 | BRAKINGunit''CDBR2015B,NCslitter {ZN} | PT011 | PC | 13553.69 | 0 | 1 | 2 | W1-E-1 | mntprog1 | 2018-07-14 |  | ZN | SP00 | 812 | 1 | mntprog1 | 2021-04-05 | X | 1002 | V | SPO | 39120000 | 39120000 | 75 | X | [6 empty] | 0 |  | 0 | THB | O |  | 0 | D | 0 |  |  |  |  | Non-Move | Non-Move | Non-Move
388312 | 03 | 75031379333 | CARBON BRUSH,AKAPP,K91P [5] | PT011 | PC | 884.77 | 75 | 0 | 6 | 25-D-4 | mntprog1 | 2018-07-14 |  | ND | SP00 | 845 | 1 | attagons | 2020-10-14 |  | 1002 | V | SPO | 26101404 | 26101404 | 75 | X | [6 empty] | 0 |  | 1 | THB | O |  | 0 | D | 0 |  |  |  |  | Non-Move | Non-Move | Non-Move | Carbon Brush
388313 | 03 | 75031379335 | CARBON BRUSH,4G4,1.5 M,4 Pole | PT011 | PC | 4037.51 | 90 | 2 | 5 | 25-C-3 | mntprog1 | 2018-07-14 |  | VB | SP00 | 821 | 1 | mntprog1 | 2021-03-04 |  | 1002 | V | SPO | 26101404 | 26101404 | 75 | X | [6 empty] | 0 |  | 1 | THB | O |  | 0 | D | 0 |  |  | 75031379335 |  | Move | Non-Move | Move
388314 | 03 | 75031379350 | CARBON BRUSH,GH1302,32X45X25 MM [5] | PT011 | PC | 980 | 65 | 5 | 30 | 25-B-1 | mntprog1 | 2018-07-14 |  | ND | SP00 | 821 | 1 | attagons | 2020-10-14 | X | 1002 | V | SPO | 26101404 | 26101404 | 75 | X | [6 empty] | 0 |  | 1 | THB | O |  | 0 | D | 0 |  |  |  |  | Non-Move | Non-Move | Non-Move
388315 | 03 | 75031379351 | CARBON BRUSH,TDMB20,10X26X10 MM [5] | PT011 | PC | 349.55 | 30 | 0 | 12 | 25-B-1 | mntprog1 | 2018-07-14 |  | ND | SP00 | 821 | 1 | attagons | 2020-10-14 |  | 1002 | V | SPO | 26101404 | 26101404 | 75 | X | [6 empty] | 0 |  | 1 | THB | O |  | 0 | D | 0 |  |  |  |  | Non-Move | Non-Move | Non-Move
388316 | 03 | 75031379352 | CARBON BRUSH,N48,32X37X16 MM [5] | PT011 | PC | 780 | 171 | 12 | 48 | 25-B-1 | mntprog1 | 2018-07-14 |  | ND | SP00 | 821 | 1 | attagons | 2020-10-14 |  | 1002 | V | SPO | 26101404 | 26101404 | 75 | X | [6 empty] | 0 |  | 1 | THB | O |  | 0 | D | 0 |  |  |  |  | Non-Move | Non-Move | Non-Move
388317 | 03 | 75031379353 | CARBON BRUSH,N48, (2)10 X 32 X 37 MM. | PT011 | PC | 840 | 45 | 20 | 60 | 25-B-2 | mntprog1 | 2018-07-14 |  | VB | SP00 | 821 | 1 | mntprog1 | 2020-11-13 |  | 1002 | V | SPO | 26101404 | 26101404 | 75 | X | [6 empty] | 0 |  | 1 | THB | O |  | 0 | D | 0 |  |  |  |  | Non-Move | Non-Move | Non-Move
388318 | 03 | 75031379354 | CARBON BRUSH,N48,20X32X47 MM | PT011 | PC | 940 | 60 | 20 | 60 | 25-B-2 | mntprog1 | 2018-07-14 |  | VB | SP00 | 821 | 1 | attagons | 2020-10-14 |  | 1002 | V | SPO | 26101404 | 26101404 | 75 | X | [6 empty] | 0 |  | 1 | THB | O |  | 0 | D | 0 |  |  |  |  | Non-Move | Non-Move | Non-Move
388319 | 03 | 75031379355 | CARBON BRUSH,TD2703,16X20X33 MM | PT011 | PC | 520.01 | 179 | 26 | 32 | 25-B-3 | mntprog1 | 2018-07-14 |  | VB | SP00 | 821 | 1 | attagons | 2020-10-14 |  | 1002 | V | SPO | 26101404 | 26101404 | 75 | X | [6 empty] | 0 |  | 1 | THB | O |  | 0 | D | 0 |  |  |  |  | Non-Move | Non-Move | Non-Move
388320 | 03 | 75031379357 | CARBON BRUSH,GH1302,32X40X16 MM [5] | PT011 | PC | 1042.5 | 245 | 10 | 60 | 25-B-3 | mntprog1 | 2018-07-14 |  | ND | SP00 | 821 | 1 | attagons | 2020-10-14 |  | 1002 | V | SPO | 26101404 | 26101404 | 75 | X | [6 empty] | 0 |  | 1 | THB | O |  | 0 | D | 0 |  |  |  |  | Non-Move | Non-Move | Non-Move
388321 | 03 | 75031379360 | CARBON BRUSH,TD602,32X41X16 MM [N] | PT011 | PC | 233.55 | 30 | 0 | 11 | 25-B-4 | mntprog1 | 2018-07-14 |  | ND | SP00 | 822 | 1 | attagons | 2020-10-14 | X | 1002 | V | SPO | 26101404 | 26101404 | 75 | X | [6 empty] | 0 |  | 1 | THB | O |  | 0 | D | 0 |  |  |  |  | Non-Move | Non-Move | Non-Move
388322 | 03 | 75031379361 | CARBON BRUSH,GH1302,32X50X16MM. | PT011 | PC | 1183.48 | 75 | 20 | 32 | 25-B-4 | mntprog1 | 2018-07-14 |  | VB | SP00 | 821 | 1 | attagons | 2020-10-14 | X | 1002 | V | SPO | 26101404 | 26101404 | 75 | X | [6 empty] | 0 |  | 1 | THB | O |  | 0 | D | 0 |  |  |  |  | Non-Move | Non-Move | Non-Move
388323 | 03 | 75031379364 | CARBON BRUSH,GH1302,(2)12.5X16X35.5 MM | PT011 | PC | 940 | 30 | 1 | 2 | 25-D-7 | mntprog1 | 2018-07-14 |  | VB | SP00 | 821 | 1 | attagons | 2020-10-14 | X | 1002 | V | SPO | 26101404 | 26101404 | 75 | X | [6 empty] | 0 |  | 1 | THB | O |  | 0 | D | 0 |  |  |  |  | Non-Move | Non-Move | Non-Move
388324 | 03 | 75031379365 | CARBON BRUSH,N48,32X16X50 MM | PT011 | PC | 980 | 132 | 10 | 40 | 25-D-7 | mntprog1 | 2018-07-14 |  | VB | SP00 | 821 | 1 | attagons | 2020-10-14 |  | 1002 | V | SPO | 26101404 | 26101404 | 75 | X | [6 empty] | 0 |  | 1 | THB | O |  | 0 | D | 0 |  |  |  |  | Non-Move | Non-Move | Non-Move
388325 | 03 | 75031379385 | CARBON BRUSH,VAHLE,380VAC. 50HZ,CRANE [5 | PT011 | ST | 1350 | 0 | 2 | 5 | 25-C-4 | mntprog1 | 2018-07-14 |  | VB | SP00 | 845 | 1 | attagons | 2020-10-14 |  | 1002 | V | SPO | 26101404 | 26101404 | 75 | X | [6 empty] | 0 |  | 1 | THB | O |  | 0 | D | 0 |  |  |  |  | Non-Move | Non-Move | Non-Move
388326 | 03 | 75031379390 | CARBON BRUSH,''VAHLE'',REEL,HYDRA CRANE | PT011 | PC | 1350 | 47 | 4 | 8 | 25-E-5 | mntprog1 | 2018-07-14 |  | VB | SP00 | 821 | 1 | attagons | 2020-10-14 |  | 1002 | V | SPO | 26101404 | 26101404 | 75 | X | [6 empty] | 0 |  | 1 | THB | O |  | 0 | D | 0 |  |  |  |  | Non-Move | Non-Move | Non-Move
388327 | 03 | 75031379570 | BREAKER,50 A,50A125VDC ,(8) | PT010 | PC | 1500 | 30 | 0 | 1 | 32-C-3 | mntprog1 | 2018-07-14 |  | ND | SP00 | 822 | 1 | mntprog1 | 2020-08-02 |  | 1002 | V | SPO | 39121601 | 39121601 | 75 | X | [6 empty] | 0 |  | 1 | THB | O |  | 0 | D | 0 |  |  |  |  | Non-Move | Non-Move | Non-Move | BREAKER
388328 | 03 | 75031379585 | BREAKER,125 A,125A125VDC ,(8) | PT010 | PC | 3000 | 30 | 0 | 1 | 32-C-3 | mntprog1 | 2018-07-14 |  | ND | SP00 | 822 | 1 | mntprog1 | 2020-08-02 |  | 1002 | V | SPO | 39121601 | 39121601 | 75 | X | [6 empty] | 0 |  | 1 | THB | O |  | 0 | D | 0 |  |  |  |  | Non-Move | Non-Move | Non-Move | BREAKER
388330 | 03 | 75031379812 | MOTOR,BRUSH PRESSURE SPRING,S83100812A | PT011 | PC | 1650 | 200 | 4 | 8 | 25-E-5 | mntprog1 | 2018-07-14 |  | VB | SP00 | 821 | 1 | attagons | 2020-10-14 |  | 1002 | V | SPO | 26101400 | 26101400 | 75 | X | [6 empty] | 0 |  | 1 | THB | O |  | 0 | D | 0 |  |  |  |  | Non-Move | Non-Move | Non-Move
388331 | 03 | 75031379855 | BREAKER,1200 A,NF1200RB,FUJI,(8) | PT010 | PC | 22724 | 30 | 0 | 1 | 32-A-1 | mntprog1 | 2018-07-14 |  | ND | SP00 | 822 | 1 | mntprog1 | 2020-08-02 | X | 1002 | V | SPO | 39121601 | 39121601 | 75 | X | [6 empty] | 0 |  | 1 | THB | O |  | 0 | D | 0 |  |  |  |  | Non-Move | Non-Move | Non-Move | BREAKER
388332 | 03 | 75031380000 | CARBON BRUSH,EG283,(2)5X20X32 MM [5] | PT012 | PC | 1154 | 65 | 0 | 0 | 31-D-5 | mntprog1 | 2018-07-14 |  | ND | SP00 | 821 | 1 | attagons | 2020-10-14 | X | 1002 | V | SPO | 26101404 | 26101404 | 75 | X | [6 empty] | 0 |  | 1 | THB | O |  | 0 | D | 0 |  |  |  |  | Non-Move | Non-Move | Non-Move
388333 | 03 | 75031380010 | CARBON BRUSH,GE283,10X32X32 MM [5] | PT012 | PC | 420 | 52 | 0 | 0 | 31-D-5 | mntprog1 | 2018-07-14 |  | ND | SP00 | 821 | 1 | attagons | 2020-10-14 |  | 1002 | V | SPO | 26101404 | 26101404 | 75 | X | [6 empty] | 0 |  | 1 | THB | O |  | 0 | D | 0 |  |  |  |  | Non-Move | Non-Move | Non-Move
388334 | 03 | 75031380015 | CARBON BRUSH,EG236,(2X5)X25X32 MM [8] | PT012 | PC | 400 | 34 | 8 | 48 | 31-D-6 | mntprog1 | 2018-07-14 |  | ND | SP00 | 821 | 1 | attagons | 2020-10-14 |  | 1002 | V | SPO | 26101404 | 26101404 | 75 | X | [6 empty] | 0 |  | 1 | THB | O |  | 0 | D | 0 |  |  |  |  | Non-Move | Non-Move | Non-Move
388335 | 03 | 75031380020 | CARBON BRUSH,EG283,(2)5X25X32 [8] | PT012 | PC | 400 | 37 | 8 | 60 | 31-D-6 | mntprog1 | 2018-07-14 |  | ND | SP00 | 821 | 1 | attagons | 2020-10-14 |  | 1002 | V | SPO | 26101404 | 26101404 | 75 | X | [6 empty] | 0 |  | 1 | THB | O |  | 0 | D | 0 |  |  |  |  | Non-Move | Non-Move | Non-Move
388336 | 03 | 75031380025 | CARBON BRUSH,41990451C,10X32X35 [8] | PT012 | PC | 420 | 85 | 8 | 24 | 31-D-6 | mntprog1 | 2018-07-14 |  | ND | SP00 | 821 | 1 | attagons | 2020-10-14 | X | 1002 | V | SPO | 26101404 | 26101404 | 75 | X | [6 empty] | 0 |  | 1 | THB | O |  | 0 | D | 0 |  |  |  |  | Non-Move | Non-Move | Non-Move
388337 | 03 | 75031380035 | CARBON BRUSH,EG236,6(2X5)X32X32 [8] | PT012 | PC | 420 | 46 | 4 | 16 | 31-D-7 | mntprog1 | 2018-07-14 |  | ND | SP00 | 821 | 1 | attagons | 2020-10-14 |  | 1002 | V | SPO | 26101404 | 26101404 | 75 | X | [6 empty] | 0 |  | 1 | THB | O |  | 0 | D | 0 |  |  |  |  | Non-Move | Non-Move | Non-Move
388338 | 03 | 75031380040 | MOTOR BRUSH,EG236,(2x5)x20x32 [8] | PT012 | PC | 595 | 57 | 8 | 48 | 31-D-7 | mntprog1 | 2018-07-14 |  | ND | SP00 | 812 | 1 | attagons | 2020-10-14 |  | 1002 | V | SPO | 26101404 | 26101404 | 75 | X | [6 empty] | 0 |  | 1 | THB | O |  | 0 | D | 0 |  |  |  |  | Non-Move | Non-Move | Non-Move
388339 | 03 | 75031380050 | CARBON BRUSH,EG283,(2X5)X20X32 [8] | PT012 | PC | 410 | 27 | 8 | 60 | 31-C-8 | mntprog1 | 2018-07-14 |  | ND | SP00 | 821 | 1 | attagons | 2020-10-14 |  | 1002 | V | SPO | 26101404 | 26101404 | 75 | X | [6 empty] | 0 |  | 1 | THB | O |  | 0 | D | 0 |  |  |  |  | Non-Move | Non-Move | Non-Move
388340 | 03 | 75031380055 | CARBON BRUSH,EG283,(2X8)X25X40 [8] | PT012 | PC | 500 | 35 | 8 | 48 | 31-C-8 | mntprog1 | 2018-07-14 |  | ND | SP00 | 821 | 1 | attagons | 2020-10-14 |  | 1002 | V | SPO | 26101404 | 26101404 | 75 | X | [6 empty] | 0 |  | 1 | THB | O |  | 0 | D | 0 |  |  |  |  | Non-Move | Non-Move | Non-Move
388341 | 03 | 75031380060 | CARBON BRUSH,EG283,16X40X40 MM [8] | PT012 | PC | 550 | 65 | 4 | 8 | 31-D-5 | mntprog1 | 2018-07-14 |  | ND | SP00 | 821 | 1 | attagons | 2020-10-14 | X | 1002 | V | SPO | 26101404 | 26101404 | 75 | X | [6 empty] | 0 |  | 1 | THB | O |  | 0 | D | 0 |  |  |  |  | Non-Move | Non-Move | Non-Move
388342 | 03 | 75031380065 | CARBON BRUSH,EG236,(2X6.25)X32X40 [8] | PT012 | PC | 470 | 57 | 4 | 24 | 31-D-5 | mntprog1 | 2018-07-14 |  | ND | SP00 | 821 | 1 | attagons | 2020-10-14 |  | 1002 | V | SPO | 26101404 | 26101404 | 75 | X | [6 empty] | 0 |  | 1 | THB | O |  | 0 | D | 0 |  |  |  |  | Non-Move | Non-Move | Non-Move
388343 | 03 | 75031380070 | CARBON BRUSH,EG283,16X32X40 [8] | PT012 | PC | 480 | 47 | 8 | 16 | 31-D-5 | mntprog1 | 2018-07-14 |  | ND | SP00 | 821 | 1 | attagons | 2020-10-14 |  | 1002 | V | SPO | 26101404 | 26101404 | 75 | X | [6 empty] | 0 |  | 1 | THB | O |  | 0 | D | 0 |  |  |  |  | Non-Move | Non-Move | Non-Move
388344 | 03 | 75031380075 | CARBON BRUSH,EG283,(2)6.25X32X40 MM [8] | PT012 | PC | 470 | 60 | 8 | 48 | 31-D-6 | mntprog1 | 2018-07-14 |  | ND | SP00 | 821 | 1 | mntprog1 | 2020-08-08 |  | 1002 | V | SPO | 26101404 | 26101404 | 75 | X | [6 empty] | 0 |  | 1 | THB | O |  | 0 | D | 0 |  |  |  |  | Non-Move | Non-Move | Non-Move
388345 | 03 | 75031380080 | CARBON BRUSH,41990452H,16X32X40 MM [8] | PT012 | PC | 490 | 69 | 8 | 16 | 31-D-6 | mntprog1 | 2018-07-14 |  | ND | SP00 | 821 | 1 | attagons | 2020-10-14 | X | 1002 | V | SPO | 26101404 | 26101404 | 75 | X | [6 empty] | 0 |  | 1 | THB | O |  | 0 | D | 0 |  |  |  |  | Non-Move | Non-Move | Non-Move
388346 | 03 | 75031380085 | CARBON BRUSH,EG283,(2X8)X40X40B [8] | PT012 | PC | 550 | 60 | 4 | 16 | 31-D-6 | mntprog1 | 2018-07-14 |  | ND | SP00 | 821 | 1 | attagons | 2020-10-14 |  | 1002 | V | SPO | 26101404 | 26101404 | 75 | X | [6 empty] | 0 |  | 1 | THB | O |  | 0 | D | 0 |  |  |  |  | Non-Move | Non-Move | Non-Move
388347 | 03 | 75031380090 | CARBON BRUSH,EG283,16X32X40 [8] | PT012 | PC | 480 | 35 | 8 | 16 | 31-D-7 | mntprog1 | 2018-07-14 |  | ND | SP00 | 821 | 1 | attagons | 2020-10-14 | X | 1002 | V | SPO | 26101404 | 26101404 | 75 | X | [6 empty] | 0 |  | 1 | THB | O |  | 0 | D | 0 |  |  |  |  | Non-Move | Non-Move | Non-Move
388348 | 03 | 75031380095 | CARBON BRUSH,EG283,12.5X32X40 MM [8] | PT012 | PC | 470 | 55 | 8 | 16 | 31-D-7 | mntprog1 | 2018-07-14 |  | ND | SP00 | 821 | 1 | mntprog1 | 2019-11-07 |  | 1002 | V | SPO | 26101404 | 26101404 | 75 | X | [6 empty] | 0 |  | 1 | THB | O |  | 0 | D | 0 |  |  |  |  | Non-Move | Non-Move | Non-Move
388349 | 03 | 75031380360 | AMPLIFIER ACHSE XLP-T,PM16(5) | PT010 | PC | 28100 | 30 | 0 | 1 | 73-D-2 | mntprog1 | 2018-07-14 |  | ND | SP00 | 812 | 1 | attagons | 2020-10-14 |  | 1002 | V | SPO |  | 23150000 | 75 |  |  |  | Z7500 |  |  |  | 0 |  | 1 | THB | O |  | 0 | D | 0 |  |  |  |  | Non-Move | Non-Move | Non-Move
388350 | 03 | 75031380500 | CARBON BRUSH,EG283,(2X8)X25X35 MM [8] | PT012 | PC | 464.55 | 60 | 8 | 16 | 31-D-8 | mntprog1 | 2018-07-14 |  | ND | SP00 | 821 | 1 | attagons | 2020-10-14 |  | 1002 | V | SPO | 26101404 | 26101404 | 75 | X | [6 empty] | 0 |  | 1 | THB | O |  | 0 | D | 0 |  |  |  |  | Non-Move | Non-Move | Non-Move
388351 | 03 | 75031380505 | CARBON BRUSH,EG283,(2X10)X25X43 MM [8] | PT012 | PC | 470 | 65 | 8 | 16 | 31-D-8 | mntprog1 | 2018-07-14 |  | ND | SP00 | 821 | 1 | attagons | 2020-10-14 |  | 1002 | V | SPO | 26101404 | 26101404 | 75 | X | [6 empty] | 0 |  | 1 | THB | O |  | 0 | D | 0 |  |  |  |  | Non-Move | Non-Move | Non-Move
388352 | 03 | 75031381025 | BREAKER,20,3VE1000-2D,SIEMENS,(8) | PT010 | PC | 670.32 | 0 | 0 | 2 | 49-C-6 | mntprog1 | 2018-07-14 |  | ND | SP00 | 822 | 1 | mntprog1 | 2020-08-02 |  | 1002 | V | SPO | 39121601 | 39121601 | 75 | X | [6 empty] | 0 |  | 1 | THB | O |  | 0 | D | 0 |  |  |  |  | Non-Move | Non-Move | Non-Move
388353 | 03 | 75031381036 | BREAKER,20,3VE1000-2G,SIEMENS,(8) | PT010 | PC | 1858.5 | 0 | 0 | 1 | 49-C-6 | mntprog1 | 2018-07-14 |  | ND | SP00 | 822 | 1 | mntprog1 | 2020-08-02 | X | 1002 | V | SPO | 39121601 | 39121601 | 75 | X | [6 empty] | 0 |  | 1 | THB | O |  | 0 | D | 0 |  |  |  |  | Non-Move | Non-Move | Non-Move
388354 | 03 | 75031381042 | BREAKER,32,3VE3000-2JD00,SIEMENS,(8) | PT010 | PC | 1605.98 | 0 | 0 | 1 | 49-E-2 | mntprog1 | 2018-07-14 |  | ND | SP00 | 822 | 1 | mntprog1 | 2020-08-02 |  | 1002 | V | SPO | 39121601 | 39121601 | 75 | X | [6 empty] | 0 |  | 1 | THB | O |  | 0 | D | 0 |  |  |  |  | Non-Move | Non-Move | Non-Move
388355 | 03 | 75031381048 | BREAKER,4-6A,3VU 1640-1MK00,SIEMENS(8) | PT010 | PC | 3066 | 0 | 0 | 1 | 49-C-5 | mntprog1 | 2018-07-14 |  | ND | SP00 | 822 | 1 | mntprog1 | 2020-08-02 | X | 1002 | V | SPO | 39121601 | 39121601 | 75 | X | [6 empty] | 0 |  | 1 | THB | O |  | 0 | D | 0 |  |  | 75031381048 | 75031381048 | Move | Move | Move
388356 | 03 | 75031381056 | BREAKER,32A,3VE3000-2LA00,SIEMENS(8) | PT010 | PC | 1605.98 | 0 | 0 | 1 | 27-D-5 | mntprog1 | 2018-07-14 |  | ND | SP00 | 822 | 1 | mntprog1 | 2020-08-02 |  | 1002 | V | SPO | 39121601 | 39121601 | 75 | X | [6 empty] | 0 |  | 1 | THB | O |  | 0 | D | 0 |  |  |  |  | Non-Move | Non-Move | Non-Move
388357 | 03 | 75031381062 | BREAKER,32A,3VE3000-2MA00,SIEMENS(8) | PT010 | PC | 1686.28 | 0 | 0 | 1 | 49-C-5 | mntprog1 | 2018-07-14 |  | ND | SP00 | 822 | 1 | mntprog1 | 2020-08-02 | X | 1002 | V | SPO | 39121601 | 39121601 | 75 | X | [6 empty] | 0 |  | 1 | THB | O |  | 0 | D | 0 |  |  |  |  | Non-Move | Non-Move | Non-Move
388358 | 03 | 75031381071 | BREAKER,32A,3VE3000-8MA00,SIEMENS(8) | PT010 | PC | 3675 | 0 | 0 | 1 | 49-C-5 | mntprog1 | 2018-07-14 |  | ND | SP00 | 822 | 1 | mntprog1 | 2020-08-02 | X | 1002 | V | SPO | 39121601 | 39121601 | 75 | X | [6 empty] | 0 |  | 1 | THB | O |  | 0 | D | 0 |  |  |  |  | Non-Move | Non-Move | Non-Move
388359 | 03 | 75031381078 | BREAKER,32A,3VE3000-2NA00,SIEMENS(8) | PT010 | PC | 1686.28 | 30 | 0 | 1 | 49-C-5 | mntprog1 | 2018-07-14 |  | ND | SP00 | 822 | 1 | mntprog1 | 2020-08-02 | X | 1002 | V | SPO | 39121601 | 39121601 | 75 | X | [6 empty] | 0 |  | 1 | THB | O |  | 0 | D | 0 |  |  |  |  | Non-Move | Non-Move | Non-Move
388360 | 03 | 75031381082 | BREAKER,63A,3VE4200-0CQ00,SIEMENS(8) | PT010 | PC | 2448.76 | 0 | 0 | 1 | 49-C-6 | mntprog1 | 2018-07-14 |  | ND | SP00 | 822 | 1 | mntprog1 | 2020-08-02 | X | 1002 | V | SPO | 39121601 | 39121601 | 75 | X | [6 empty] | 0 |  | 1 | THB | O |  | 0 | D | 0 |  |  |  |  | Non-Move | Non-Move | Non-Move
388361 | 03 | 75031381093 | BREAKER,63A,3VE4200-0CS00,SIEMENS(8) | PT010 | PC | 2448.76 | 0 | 0 | 1 | 49-C-5 | mntprog1 | 2018-07-14 |  | ND | SP00 | 822 | 1 | mntprog1 | 2020-08-02 | X | 1002 | V | SPO | 39121601 | 39121601 | 75 | X | [6 empty] | 0 |  | 1 | THB | O |  | 0 | D | 0 |  |  |  |  | Non-Move | Non-Move | Non-Move
388362 | 03 | 75031381125 | BREAKER,63A,3VE4200-0CT00,SIEMENS(8) | PT010 | PC | 2448.76 | 0 | 0 | 1 | 49-C-7 | mntprog1 | 2018-07-14 |  | ND | SP00 | 822 | 1 | mntprog1 | 2020-08-02 | X | 1002 | V | SPO | 39121601 | 39121601 | 75 | X | [6 empty] | 0 |  | 1 | THB | O |  | 0 | D | 0 |  |  |  |  | Non-Move | Non-Move | Non-Move
388363 | 03 | 75031381132 | BREAKER,100A,3VT5200-0DS00,SIEMENS WP.3 | PT010 | PC | 4500 | 0 | 0 | 1 | 49-C-5 | mntprog1 | 2018-07-14 |  | VB | SP00 | 822 | 1 | mntprog1 | 2021-06-18 | X | 1002 | V | SPO | 39121601 | 39121601 | 75 | X | [6 empty] | 0 |  | 1 | THB | O |  | 0 | D | 0 |  |  |  |  | Non-Move | Non-Move | Non-Move
388364 | 03 | 75031381143 | BREAKER,100A,3VT5200-0DT00,SIEMENS(8) | PT010 | PC | 7560 | 30 | 0 | 1 | 49-C-5 | mntprog1 | 2018-07-14 |  | ND | SP00 | 822 | 1 | mntprog1 | 2020-08-02 | X | 1002 | V | SPO | 39121601 | 39121601 | 75 | X | [6 empty] | 0 |  | 1 | THB | O |  | 0 | D | 0 |  |  |  |  | Non-Move | Non-Move | Non-Move
388365 | 03 | 75031381154 | BREAKER,160A,3VT5300-0DU00,SIEMENS(5)WP3 | PT010 | PC | 5111.19 | 0 | 0 | 1 | 49-C-6 | mntprog1 | 2018-07-14 |  | ND | SP00 | 822 | 1 | mntprog1 | 2021-01-18 |  | 1002 | V | SPO | 39121601 | 39121601 | 75 | X | [6 empty] | 0 |  | 1 | THB | O |  | 0 | D | 0 |  |  |  |  | Non-Move | Non-Move | Non-Move
388366 | 03 | 75031381165 | BREAKER,160A,3VT5300-0DV00(5)WP3 | PT010 | PC | 5366.75 | 30 | 0 | 1 | 49-C-6 | mntprog1 | 2018-07-14 |  | ND | SP00 | 822 | 1 | mntprog1 | 2021-01-18 | X | 1002 | V | SPO | 39121601 | 39121601 | 75 | X | [6 empty] | 0 |  | 1 | THB | O |  | 0 | D | 0 |  |  |  |  | Non-Move | Non-Move | Non-Move
388367 | 03 | 75031381176 | BREAKER,250A,3VT6200-0DS00(5)WP3 | PT010 | PC | 7302.3 | 30 | 0 | 1 | 49-C-7 | mntprog1 | 2018-07-14 |  | ND | SP00 | 822 | 1 | mntprog1 | 2021-01-18 | X | 1002 | V | SPO | 39121601 | 39121601 | 75 | X | [6 empty] | 0 |  | 1 | THB | O |  | 0 | D | 0 |  |  |  |  | Non-Move | Non-Move | Non-Move
388368 | 03 | 75031381187 | BREAKER,250A,3VT6200-0DT00,SIEMENS(5)WP3 | PT010 | PC | 24500 | 0 | 0 | 1 | 27-C-5 | mntprog1 | 2018-07-14 |  | ND | SP00 | 822 | 1 | mntprog1 | 2021-01-18 |  | 1002 | V | SPO | 39121601 | 39121601 | 75 | X | [6 empty] | 0 |  | 1 | THB | O |  | 0 | D | 0 |  |  |  |  | Non-Move | Non-Move | Non-Move
388369 | 03 | 75031381195 | BREAKER,400A,3VT7100-0BR00,SIEMENS WP3 | PT010 | PC | 15200 | 0 | 0 | 1 | 49-C-6 | mntprog1 | 2018-07-14 |  | VB | SP00 | 822 | 1 | mntprog1 | 2021-06-18 | X | 1002 | V | SPO | 39121601 | 39121601 | 75 | X | [6 empty] | 0 |  | 1 | THB | O |  | 0 | D | 0 |  |  | 75031381195 |  | Move | Non-Move | Move
388370 | 03 | 75031381200 | BREAKER,1200 A,'SF'HPA,1200A40KA,(5)PB11 | PT010 | PC | 826110 | 30 | 0 | 1 | ���Ԫ �. | mntprog1 | 2018-07-14 |  | ND | SP00 | 822 | 1 | mntprog1 | 2021-01-18 |  | 1002 | V | SPO | 39121601 | 39121601 | 75 | X | [6 empty] | 0 |  | 1 | THB | O |  | 0 | D | 0 |  |  |  |  | Non-Move | Non-Move | Non-Move
388371 | 03 | 75031381210 | BREAKER,500A,3VF6211-1DK44,SIEMENS(5)WP3 | PT010 | PC | 34650 | 0 | 0 | 1 | 49-C-7 | mntprog1 | 2018-07-14 |  | ND | SP00 | 822 | 1 | mntprog1 | 2021-01-18 | X | 1002 | V | SPO | 39121601 | 39121601 | 75 | X | [6 empty] | 0 |  | 1 | THB | O |  | 0 | D | 0 |  |  |  |  | Non-Move | Non-Move | Non-Move
388372 | 03 | 75031381224 | BREAKER,630A,3VT7200-0BT00,SIEMENS(5)WP3 | PT010 | PC | 17361.29 | 0 | 0 | 1 | 49-C-7 | mntprog1 | 2018-07-14 |  | ND | SP00 | 822 | 1 | mntprog1 | 2021-01-18 | X | 1002 | V | SPO | 39121601 | 39121601 | 75 | X | [6 empty] | 0 |  | 1 | THB | O |  | 0 | D | 0 |  |  |  |  | Non-Move | Non-Move | Non-Move
388373 | 03 | 75031383000 | BREAKER,3000 A,SF'HPA,3000A40KA(5)PB11 | PT010 | PC | 1000000 | 30 | 0 | 1 | ��Ե俿�� | mntprog1 | 2018-07-14 |  | ND | SP00 | 822 | 1 | mntprog1 | 2021-01-18 |  | 1002 | V | SPO | 39121601 | 39121601 | 75 | X | [6 empty] | 0 |  | 1 | THB | O |  | 0 | D | 0 |  |  |  |  | Non-Move | Non-Move | Non-Move
388374 | 03 | 75031383032 | CARBON BRUSH,EG283,(2)X5X32X32 MM [8] | PT012 | ST | 420 | 60 | 16 | 32 | 31-D-8 | mntprog1 | 2018-07-14 |  | ND | SP00 | 821 | 1 | attagons | 2020-10-14 |  | 1002 | V | SPO | 26101404 | 26101404 | 75 | X | [6 empty] | 0 |  | 1 | THB | O |  | 0 | D | 0 |  |  |  |  | Non-Move | Non-Move | Non-Move
388375 | 03 | 75031388113 | BUSHING''DIN1/3150,1KV3150A [ZN] | PT011 | PC | 1 | 30 | 0 | 1 | W-36-A-8 | mntprog1 | 2018-07-14 |  | ZN | SP00 |  | 1 | mntprog1 | 2021-04-05 | X | 1002 | V | SPO | 39120000 | 39120000 | 75 | X | [6 empty] | 0 |  | 0 | THB | O |  | 0 | D | 0 |  |  |  |  | Non-Move | Non-Move | Non-Move | BUSHING
388376 | 03 | 75031388166 | BUSHING''DIN10I/630,6.6KV [ZN] | PT011 | PC | 1 | 30 | 0 | 1 | W-36-B-8 | mntprog1 | 2018-07-14 |  | ZN | SP00 |  | 1 | mntprog1 | 2021-04-05 | X | 1002 | V | SPO | 39120000 | 39120000 | 75 | X | [6 empty] | 0 |  | 0 | THB | O |  | 0 | D | 0 |  |  |  |  | Non-Move | Non-Move | Non-Move
388377 | 03 | 75031399085 | PILOT LAMP,?,BULB LATD6XP-R:PL999001 [ZN | PT011 | PC | 250.94 | 216 | 6 | 19 | W-36-B-8 | mntprog1 | 2018-07-14 |  | ZN | SP00 | 822 | 1 | mntprog1 | 2021-04-05 | X | 1002 | V | SPO | 39121534 | 39121534 | 75 | X | [6 empty] | 0 |  | 0 | THB | O |  | 0 | D | 0 |  |  |  |  | Non-Move | Non-Move | Non-Move | LAMP
388378 | 03 | 75031399095 | BULB'IZUMI'LH28,0.6W28V, {ZN} | PT011 | PC | 17 | 30 | 0 | 3 | W2-B-1 | mntprog1 | 2018-07-14 |  | ZN | SP00 |  | 1 | mntprog1 | 2021-04-05 |  | 1002 | V | SPO | 39120000 | 39120000 | 75 | X | [6 empty] | 0 |  | 0 | THB | O |  | 0 | D | 0 |  |  |  |  | Non-Move | Non-Move | Non-Move
388379 | 03 | 75031399625 | BULB LOADMETER'',EMOIII, àÅÔ¡¼ÅÔµ{9} | PT011 | PC | 1654.78 | 75 | 0 | 4 | 22-C-4 | mntprog1 | 2018-07-14 |  | ND | SP00 | C02 | 1 | attagons | 2020-10-14 |  | 1002 | V | SPO | 39120000 | 39120000 | 75 | X | [6 empty] | 0 |  | 1 | THB | O |  | 0 | D | 0 |  |  |  |  | Non-Move | Non-Move | Non-Move
388380 | 03 | 75031451934 | BUSHINGinsulator''531934,emx6EP14 [ZN] | PT011 | PC | 1 | 30 | 0 | 1 | W-36-C-6 | mntprog1 | 2018-07-14 |  | ZN | SP00 |  | 1 | mntprog1 | 2021-04-05 | X | 1002 | V | SPO | 39121721 | 39121721 | 75 | X | [6 empty] | 0 |  | 0 | THB | O |  | 0 | D | 0 |  |  |  |  | Non-Move | Non-Move | Non-Move
388381 | 03 | 75031452295 | BUSHINGinsulator''532295,emx7EP14 [ZN] | PT011 | PC | 1 | 30 | 0 | 1 | W-36-C-6 | mntprog1 | 2018-07-14 |  | ZN | SP00 |  | 1 | mntprog1 | 2021-04-05 | X | 1002 | V | SPO | 39121721 | 39121721 | 75 | X | [6 empty] | 0 |  | 0 | THB | O |  | 0 | D | 0 |  |  |  |  | Non-Move | Non-Move | Non-Move
388382 | 03 | 75031456103 | BUSHING''HQA01AT001KE03,EP14 [ZN] | PT011 | PC | 1 | 30 | 1 | 4 | W-36-B-6 | mntprog1 | 2018-07-14 |  | ZN | SP00 |  | 1 | mntprog1 | 2021-04-05 | X | 1002 | V | SPO | 39120000 | 39120000 | 75 | X | [6 empty] | 0 |  | 0 | THB | O |  | 0 | D | 0 |  |  |  |  | Non-Move | Non-Move | Non-Move
388383 | 03 | 75031460015 | BREAKER,15 A,NF50-HA,MITSUBISHI,(5)PM3 | PT010 | PC | 1050 | 30 | 0 | 1 | 32-C-2 | mntprog1 | 2018-07-14 |  | ND | SP00 | 822 | 1 | mntprog1 | 2021-01-18 |  | 1002 | V | SPO | 39121601 | 39121601 | 75 | X | [6 empty] | 0 |  | 1 | THB | O |  | 0 | D | 0 |  |  |  |  | Non-Move | Non-Move | Non-Move
388384 | 03 | 75031460030 | BREAKER,30A,NF63 HA,MITSUBISHI PM3 | PT010 | PC | 957 | 45 | 1 | 3 | 49-D-5 | mntprog1 | 2018-07-14 |  | VB | SP00 | 822 | 1 | mntprog1 | 2021-01-18 |  | 1002 | V | SPO | 39121601 | 39121601 | 75 | X | [6 empty] | 0 |  | 1 | THB | O |  | 0 | D | 0 |  |  | 75031460030 | 75031460030 | Move | Move | Move
388385 | 03 | 75031460050 | BREAKER,3 A,NF50-HB,MITSUBISHI,(5)PM3 | PT010 | PC | 851 | 30 | 0 | 1 | 32-C-1 | mntprog1 | 2018-07-14 |  | ND | SP00 | 822 | 1 | mntprog1 | 2021-01-18 |  | 1002 | V | SPO | 39121601 | 39121601 | 75 | X | [6 empty] | 0 |  | 1 | THB | O |  | 0 | D | 0 |  |  |  |  | Non-Move | Non-Move | Non-Move
388386 | 03 | 75031460056 | BREAKER,MCB,600A,NF630-SP,MITSUBISHI WP1 | PT010 | PC | 12825 | 30 | 0 | 1 | 50-B-4 | mntprog1 | 2018-07-14 |  | VB | SP00 | 822 | 1 | mntprog1 | 2021-06-18 | X | 1002 | V | SPO | 39121616 | 39121616 | 75 | X | [6 empty] | 0 |  | 1 | THB | O |  | 0 | D | 0 |  |  |  |  | Non-Move | Non-Move | Non-Move
388387 | 03 | 75031460057 | BREAKER,MCB,400A,NF400-SP,MITSU WP1(5) | PT010 | PC | 20000 | 30 | 0 | 1 | 50-B-2 | mntprog1 | 2018-07-14 |  | ND | SP00 | 822 | 1 | mntprog1 | 2021-01-18 |  | 1002 | V | SPO | 39121616 | 39121616 | 75 | X | [6 empty] | 0 |  | 1 | THB | O |  | 0 | D | 0 |  |  |  |  | Non-Move | Non-Move | Non-Move
388388 | 03 | 75031460175 | BREAKER,80 A,NF100HP,MITSUBISHI PM3 | PT010 | PC | 3034.61 | 65 | 1 | 2 | 49-D-5 | mntprog1 | 2018-07-14 |  | VB | SP00 | 822 | 1 | mntprog1 | 2021-01-18 |  | 1002 | V | SPO | 39121601 | 39121601 | 75 | X | [6 empty] | 0 |  | 1 | THB | O |  | 0 | D | 0 |  |  |  |  | Non-Move | Non-Move | Non-Move
388389 | 03 | 75031464600 | BREAKER,400 A,NF400HW,MITSU PM3(5) | PT010 | PC | 11600 | 30 | 0 | 1 | 32-A-2 | mntprog1 | 2018-07-14 |  | ND | SP00 | 822 | 1 | mntprog1 | 2021-01-18 |  | 1002 | V | SPO | 39121601 | 39121601 | 75 | X | [6 empty] | 0 |  | 1 | THB | O |  | 0 | D | 0 |  |  |  |  | Non-Move | Non-Move | Non-Move
388390 | 03 | 75031470024 | BREAKER'ABB'M25TM2,4,380V/660V PB11(5) | PT010 | PC | 920.5 | 15 | 0 | 1 | 31-C-6 | mntprog1 | 2018-07-14 |  | ND | SP00 | 822 | 1 | mntprog1 | 2021-01-18 | X | 1002 | V | SPO | 39121603 | 39121603 | 75 | X | [6 empty] | 0 |  | 1 | THB | O |  | 0 | D | 0 |  |  |  |  | Non-Move | Non-Move | Non-Move
388391 | 03 | 75031472003 | BREAKER,MCB,25A,380/415 V,C101H3 PB11(5) | PT010 | PC | 6000 | 30 | 0 | 1 | 31-A-5 | mntprog1 | 2018-07-14 |  | ND | SP00 | 822 | 1 | mntprog1 | 2021-01-18 |  | 1002 | V | SPO | 39121616 | 39121616 | 75 | X | [6 empty] | 0 |  | 1 | THB | O |  | 0 | D | 0 |  |  |  |  | Non-Move | Non-Move | Non-Move
388392 | 03 | 75031472009 | BREAKER,MCB,100A,380/415 V,C161L PB11(5) | PT010 | PC | 8000 | 30 | 0 | 1 | 31-A-5 | mntprog1 | 2018-07-14 |  | ND | SP00 | 822 | 1 | mntprog1 | 2021-01-18 |  | 1002 | V | SPO | 39121616 | 39121616 | 75 | X | [6 empty] | 0 |  | 1 | THB | O |  | 0 | D | 0 |  |  |  |  | Non-Move | Non-Move | Non-Move
388393 | 03 | 75031472013 | BREAKER,MCB,125A,380/415V,C161L3 PB11(5) | PT010 | PC | 8000 | 30 | 0 | 1 | 31-A-5 | mntprog1 | 2018-07-14 |  | ND | SP00 | 822 | 1 | mntprog1 | 2021-01-18 |  | 1002 | V | SPO | 39121616 | 39121616 | 75 | X | [6 empty] | 0 |  | 1 | THB | O |  | 0 | D | 0 |  |  |  |  | Non-Move | Non-Move | Non-Move
388394 | 03 | 75031472015 | BREAKER,MCB,80A,380/415 V,C161L3 PB11(5) | PT010 | PC | 8000 | 30 | 0 | 1 | 31-A-5 | mntprog1 | 2018-07-14 |  | ND | SP00 | 822 | 1 | mntprog1 | 2021-01-18 |  | 1002 | V | SPO | 39121616 | 39121616 | 75 | X | [6 empty] | 0 |  | 1 | THB | O |  | 0 | D | 0 |  |  |  |  | Non-Move | Non-Move | Non-Move
388395 | 03 | 75031472020 | BREAKER,0.18-0.25 A,3RV1021-0CA10 PB16 | PT010 | PC | 1360 | 60 | 0 | 1 | 49-D-6 | mntprog1 | 2018-07-14 |  | VB | SP00 | 822 | 1 | mntprog1 | 2021-01-18 | X | 1002 | V | SPO | 39121601 | 39121601 | 75 | X | [6 empty] | 0 |  | 1 | THB | O |  | 0 | D | 0 |  |  |  |  | Non-Move | Non-Move | Non-Move
388396 | 03 | 75031472021 | BREAKER,0.7-1A,3RV1021-0JA10,SIEMEN PB11 | PT010 | PC | 1400 | 60 | 0 | 1 | 49-D-6 | mntprog1 | 2018-07-14 |  | VB | SP00 | 822 | 1 | mntprog1 | 2021-01-18 | X | 1002 | V | SPO | 39121601 | 39121601 | 75 | X | [6 empty] | 0 |  | 1 | THB | O |  | 0 | D | 0 |  |  |  |  | Non-Move | Non-Move | Non-Move
388397 | 03 | 75031472022 | BREAKER,CIRCUIT 3RV1021-1AA10SIEMEN PB16 | PT010 | PC | 1475 | 60 | 1 | 3 | 49-D-6 | mntprog1 | 2018-07-14 |  | VB | SP00 | 822 | 1 | mntprog1 | 2021-01-18 |  | 1002 | V | SPO | 39121601 | 39121601 | 75 | X | [6 empty] | 0 |  | 1 | THB | O |  | 0 | D | 0 |  |  |  |  | Non-Move | Non-Move | Non-Move
388398 | 03 | 75031472023 | BREAKER,2.0 AT,3RV1321-1BC10SIEMENS PB16 | PT010 | PC | 1380 | 30 | 0 | 1 | 49-D-5 | mntprog1 | 2018-07-14 |  | VB | SP00 | 822 | 1 | mntprog1 | 2021-01-18 | X | 1002 | V | SPO | 39121601 | 39121601 | 75 | X | [6 empty] | 0 |  | 1 | THB | O |  | 0 | D | 0 |  |  |  |  | Non-Move | Non-Move | Non-Move
388399 | 03 | 75031472024 | BREAKER,2.2-3.2AT,3RV1021-1DASIEMEN PB16 | PT010 | PC | 745 | 30 | 1 | 2 | 49-D-5 | mntprog1 | 2018-07-14 |  | VB | SP00 | 822 | 1 | mntprog1 | 2021-01-18 |  | 1002 | V | SPO | 39121601 | 39121601 | 75 | X | [6 empty] | 0 |  | 1 | THB | O |  | 0 | D | 0 |  |  |  |  | Non-Move | Non-Move | Non-Move
388400 | 03 | 75031472025 | BREAKER,2.8-4AT,3RV1021-1EA10SIEMEN PB16 | PT010 | PC | 1400 | 30 | 0 | 1 | 49-D-6 | mntprog1 | 2018-07-14 |  | VB | SP00 | 822 | 1 | mntprog1 | 2021-01-18 | X | 1002 | V | SPO | 39121601 | 39121601 | 75 | X | [6 empty] | 0 |  | 1 | THB | O |  | 0 | D | 0 |  |  |  |  | Non-Move | Non-Move | Non-Move
388401 | 03 | 75031472026 | BREAKER,4.5-6.3AT,3RV1021-1GA10SIEM PB16 | PT010 | PC | 1495 | 30 | 0 | 1 | 49-D-6 | mntprog1 | 2018-07-14 |  | VB | SP00 | 822 | 1 | mntprog1 | 2021-01-18 |  | 1002 | V | SPO | 39121601 | 39121601 | 75 | X | [6 empty] | 0 |  | 1 | THB | O |  | 0 | D | 0 |  |  |  |  | Non-Move | Non-Move | Non-Move
388402 | 03 | 75031472027 | BREAKER,5.5-8AT,3RV1021-1HA10,SIEME,PB16 | PT010 | PC | 860 | 30 | 0 | 1 | 49-D-6 | mntprog1 | 2018-07-14 |  | VB | SP00 | 822 | 1 | mntprog1 | 2021-02-04 | X | 1002 | V | SPO | 39121601 | 39121601 | 75 | X | [6 empty] | 0 |  | 1 | THB | O |  | 0 | D | 0 |  |  |  |  | Non-Move | Non-Move | Non-Move
388403 | 03 | 75031472028 | BREAKER,7-10AT,3RV1021-1JA10,SIEME PB16 | PT010 | PC | 1580 | 30 | 0 | 1 | 49-D-6 | mntprog1 | 2018-07-14 |  | VB | SP00 | 822 | 1 | mntprog1 | 2021-02-04 | X | 1002 | V | SPO | 39121601 | 39121601 | 75 | X | [6 empty] | 0 |  | 1 | THB | O |  | 0 | D | 0 |  |  |  |  | Non-Move | Non-Move | Non-Move
388404 | 03 | 75031472029 | BREAKER,9-12.5AT,3RV1021-1KA10,SIEM PB16 | PT010 | PC | 1670 | 30 | 1 | 2 | 49-D-6 | mntprog1 | 2018-07-14 |  | VB | SP00 | 822 | 1 | mntprog1 | 2021-02-04 |  | 1002 | V | SPO | 39121601 | 39121601 | 75 | X | [6 empty] | 0 |  | 1 | THB | O |  | 0 | D | 0 |  |  |  |  | Non-Move | Non-Move | Non-Move
388405 | 03 | 75031472030 | BREAKER,16AT,3RV1321-4AC10,SIEME PB16 | PT010 | PC | 1530 | 30 | 0 | 1 | 49-D-6 | mntprog1 | 2018-07-14 |  | VB | SP00 | 822 | 1 | mntprog1 | 2021-02-04 | X | 1002 | V | SPO | 39121601 | 39121601 | 75 | X | [6 empty] | 0 |  | 1 | THB | O |  | 0 | D | 0 |  |  |  |  | Non-Move | Non-Move | Non-Move
388406 | 03 | 75031472031 | BREAKER,22-32AT,3RV1031-EA10,SIEME PB16 | PT010 | PC | 3135 | 30 | 0 | 1 | 49-D-6 | mntprog1 | 2018-07-14 |  | VB | SP00 | 822 | 1 | mntprog1 | 2021-02-04 | X | 1002 | V | SPO | 39121601 | 39121601 | 75 | X | [6 empty] | 0 |  | 1 | THB | O |  | 0 | D | 0 |  |  |  |  | Non-Move | Non-Move | Non-Move
388407 | 03 | 75031472032 | BREAKER,11-16AT,3RV1042-4AA10,SIEME PB16 | PT010 | PC | 5904 | 30 | 0 | 5 | 49-D-7 | mntprog1 | 2018-07-14 |  | VB | SP00 | 822 | 1 | mntprog1 | 2021-02-04 |  | 1002 | V | SPO | 39121601 | 39121601 | 75 | X | [6 empty] | 0 |  | 1 | THB | O |  | 0 | D | 0 |  |  |  | 75031472032 | Non-Move | Move | Move
388408 | 03 | 75031472033 | BREAKER,22-32AT,3RV2032-4EA10 SIEME PB16 | PT010 | PC | 5700 | 30 | 1 | 2 | 49-D-7 | mntprog1 | 2018-07-14 |  | VB | SP00 | 822 | 1 | mntprog1 | 2021-02-04 |  | 1002 | V | SPO | 39121601 | 39121601 | 75 | X | [6 empty] | 0 |  | 1 | THB | O |  | 0 | D | 0 |  |  |  |  | Non-Move | Non-Move | Non-Move
388409 | 03 | 75031472034 | BREAKER,36-50AT,3RV1042-4HA10,SIEM PB16 | PT010 | PC | 6150 | 30 | 1 | 2 | 49-D-7 | mntprog1 | 2018-07-14 |  | VB | SP00 | 822 | 1 | mntprog1 | 2021-02-04 |  | 1002 | V | SPO | 39121601 | 39121601 | 75 | X | [6 empty] | 0 |  | 1 | THB | O |  | 0 | D | 0 |  |  |  |  | Non-Move | Non-Move | Non-Move
388410 | 03 | 75031472035 | BREAKER,45-63AT,3RV2042-4JA10,SIEME PB16 | PT010 | PC | 6640 | 30 | 0 | 1 | 49-D-7 | mntprog1 | 2018-07-14 |  | ZN | SP00 | 822 | 1 | mntprog1 | 2021-02-04 |  | 1002 | V | SPO | 39121601 | 39121601 | 75 | X | [6 empty] | 0 |  | 1 | THB | O |  | 0 | D | 0 |  |  |  |  | Non-Move | Non-Move | Non-Move
388411 | 03 | 75031472036 | BREAKER,100AT,3RV1341-4MC10,SIEM PB16 | PT010 | PC | 5110 | 30 | 0 | 1 | 49-D-7 | mntprog1 | 2018-07-14 |  | VB | SP00 | 822 | 1 | mntprog1 | 2021-02-04 |  | 1002 | V | SPO | 39121601 | 39121601 | 75 | X | [6 empty] | 0 |  | 1 | THB | O |  | 0 | D | 0 |  |  |  |  | Non-Move | Non-Move | Non-Move
388412 | 03 | 75031472037 | BREAKER,63AT,3RV1342-4JC10,SIEM PB16 | PT010 | PC | 6380 | 30 | 0 | 1 | 49-D-8 | mntprog1 | 2018-07-14 |  | VB | SP00 | 822 | 1 | mntprog1 | 2021-02-04 |  | 1002 | V | SPO | 39121601 | 39121601 | 75 | X | [6 empty] | 0 |  | 1 | THB | O |  | 0 | D | 0 |  |  |  |  | Non-Move | Non-Move | Non-Move
388413 | 03 | 75031472038 | BREAKER,75AT,3RV2342-4KC10,SIEM PB16 | PT010 | PC | 7080 | 30 | 0 | 1 | 49-D-8 | mntprog1 | 2018-07-14 |  | ZN | SP00 | 822 | 1 | mntprog1 | 2021-02-04 |  | 1002 | V | SPO | 39121601 | 39121601 | 75 | X | [6 empty] | 0 |  | 1 | THB | O |  | 0 | D | 0 |  |  |  |  | Non-Move | Non-Move | Non-Move
388414 | 03 | 75031472039 | BREAKER,90AT,3RV2342-4YC10,SIEM PB16 | PT010 | PC | 7300 | 30 | 0 | 1 | 49-D-7 | mntprog1 | 2018-07-14 |  | ZN | SP00 | 822 | 1 | mntprog1 | 2021-02-04 |  | 1002 | V | SPO | 39121601 | 39121601 | 75 | X | [6 empty] | 0 |  | 1 | THB | O |  | 0 | D | 0 |  |  |  |  | Non-Move | Non-Move | Non-Move
388415 | 03 | 75031472041 | BREAKER,80-100AT,3VL1710-2DD33-0AA0 PB16 | PT010 | PC | 6600 | 30 | 0 | 1 | 49-D-8 | mntprog1 | 2018-07-14 |  | VB | SP00 | 822 | 1 | mntprog1 | 2021-02-04 | X | 1002 | V | SPO | 39121601 | 39121601 | 75 | X | [6 empty] | 0 |  | 1 | THB | O |  | 0 | D | 0 |  |  |  |  | Non-Move | Non-Move | Non-Move
388416 | 03 | 75031472042 | BREAKER,100-125AT,3VL1712-2DD33- PB16 | PT010 | PC | 7100 | 30 | 0 | 1 | 49-D-8 | mntprog1 | 2018-07-14 |  | VB | SP00 | 822 | 1 | mntprog1 | 2021-02-04 |  | 1002 | V | SPO | 39121601 | 39121601 | 75 | X | [6 empty] | 0 |  | 1 | THB | O |  | 0 | D | 0 |  |  |  |  | Non-Move | Non-Move | Non-Move
388417 | 03 | 75031472043 | BREAKER,160AT,3VL2716-2DK33-0AB1,PB16 | PT010 | PC | 11500 | 30 | 0 | 1 | 49-D-8 | mntprog1 | 2018-07-14 |  | VB | SP00 | 822 | 1 | mntprog1 | 2021-02-04 |  | 1002 | V | SPO | 39121601 | 39121601 | 75 | X | [6 empty] | 0 |  | 1 | THB | O |  | 0 | D | 0 |  |  |  |  | Non-Move | Non-Move | Non-Move
388418 | 03 | 75031472044 | BREAKER,200-250AT,3VL3725-2DC36-PB16 | PT010 | PC | 10700 | 30 | 0 | 1 | 49-D-5 | mntprog1 | 2018-07-14 |  | VB | SP00 | 822 | 1 | mntprog1 | 2021-02-04 |  | 1002 | V | SPO | 39121601 | 39121601 | 75 | X | [6 empty] | 0 |  | 1 | THB | O |  | 0 | D | 0 |  |  |  |  | Non-Move | Non-Move | Non-Move
388419 | 03 | 75031472045 | BREAKER,250-315AT,3VL4731-2DC36-PB16 | PT010 | PC | 16700 | 30 | 0 | 1 | 49-D-5 | mntprog1 | 2018-07-14 |  | VB | SP00 | 822 | 1 | mntprog1 | 2021-02-04 |  | 1002 | V | SPO | 39121601 | 39121601 | 75 | X | [6 empty] | 0 |  | 1 | THB | O |  | 0 | D | 0 |  |  |  |  | Non-Move | Non-Move | Non-Move
388420 | 03 | 75031472046 | BREAKER,500-630AT,3VL5763-2DC36-PB16 | PT010 | PC | 26730 | 30 | 0 | 1 | 49-D-6 | mntprog1 | 2018-07-14 |  | VB | SP00 | 822 | 1 | mntprog1 | 2021-02-04 |  | 1002 | V | SPO | 39121601 | 39121601 | 75 | X | [6 empty] | 0 |  | 1 | THB | O |  | 0 | D | 0 |  |  |  |  | Non-Move | Non-Move | Non-Move
388421 | 03 | 75031472047 | BREAKER,320-800 AT,3VL6780-2AE36-PB16(5) | PT010 | PC | 55000 | 30 | 0 | 1 | 49-D-6 | mntprog1 | 2018-07-14 |  | ND | SP00 | 822 | 1 | mntprog1 | 2021-02-04 |  | 1002 | V | SPO | 39121601 | 39121601 | 75 | X | [6 empty] | 0 |  | 1 | THB | O |  | 0 | D | 0 |  |  |  |  | Non-Move | Non-Move | Non-Move
388422 | 03 | 75031472048 | BREAKER,1000 AT,3VL7710-2AB36-0AE1 PB16 | PT010 | PC | 54200 | 30 | 0 | 1 | 49-B-8 | mntprog1 | 2018-07-14 |  | ZN | SP00 | 822 | 1 | mntprog1 | 2021-02-04 |  | 1002 | V | SPO | 39121601 | 39121601 | 75 | X | [6 empty] | 0 |  | 1 | THB | O |  | 0 | D | 0 |  |  |  |  | Non-Move | Non-Move | Non-Move
388423 | 03 | 75031472049 | BREAKER,250 A,3RV1363-7EN10,SIEM PB16 | PT010 | PC | 21000 | 30 | 0 | 1 | 49-D-7 | mntprog1 | 2018-07-14 |  | VB | SP00 | 822 | 1 | mntprog1 | 2021-02-04 |  | 1002 | V | SPO | 39121601 | 39121601 | 75 | X | [6 empty] | 0 |  | 1 | THB | O |  | 0 | D | 0 |  |  |  |  | Non-Move | Non-Move | Non-Move
388424 | 03 | 75031472050 | BREAKER,2A,SSX2102-7,SIEMENS PB16 | PT010 | PC | 200 | 30 | 0 | 1 | 49-D-5 | mntprog1 | 2018-07-14 |  | VB | SP00 | 822 | 1 | mntprog1 | 2021-02-04 |  | 1002 | V | SPO | 39121601 | 39121601 | 75 | X | [6 empty] | 0 |  | 1 | THB | O |  | 0 | D | 0 |  |  |  |  | Non-Move | Non-Move | Non-Move
388425 | 03 | 75031472051 | BREAKER,4A,5SX4104-7,SIEMENS PB16 | PT010 | PC | 200 | 30 | 2 | 5 | 49-D-5 | mntprog1 | 2018-07-14 |  | VB | SP00 | 822 | 1 | mntprog1 | 2021-02-04 |  | 1002 | V | SPO | 39121601 | 39121601 | 75 | X | [6 empty] | 0 |  | 1 | THB | O |  | 0 | D | 0 |  |  |  |  | Non-Move | Non-Move | Non-Move
388426 | 03 | 75031472052 | BREAKER,16A,SSX4216-7,SIEMENS PB16 | PT010 | PC | 320 | 30 | 1 | 2 | 49-D-6 | mntprog1 | 2018-07-14 |  | VB | SP00 | 822 | 1 | mntprog1 | 2021-02-04 |  | 1002 | V | SPO | 39121601 | 39121601 | 75 | X | [6 empty] | 0 |  | 1 | THB | O |  | 0 | D | 0 |  |  | 75031472052 | 75031472052 | Move | Move | Move
388427 | 03 | 75031472053 | BREAKER,16A,5SX4316-7,SIEMENS PB16 | PT010 | PC | 550 | 30 | 0 | 1 | 49-D-5 | mntprog1 | 2018-07-14 |  | VB | SP00 | 822 | 1 | mntprog1 | 2021-02-04 |  | 1002 | V | SPO | 39121601 | 39121601 | 75 | X | [6 empty] | 0 |  | 1 | THB | O |  | 0 | D | 0 |  |  |  |  | Non-Move | Non-Move | Non-Move
388428 | 03 | 75031472060 | BREAKER,MCB,630 A,660 V,C630L3P630 ,(8) | PT010 | PC | 40000 | 30 | 0 | 1 | 31-B-7 | mntprog1 | 2018-07-14 |  | ND | SP00 | 822 | 1 | mntprog1 | 2021-02-04 |  | 1002 | V | SPO | 39121616 | 39121616 | 75 | X | [6 empty] | 0 |  | 1 | THB | O |  | 0 | D | 0 |  |  |  |  | Non-Move | Non-Move | Non-Move
388429 | 03 | 75031473033 | CIRCUIT BREAKER 24KV VD4 PM1 | PT010 | PC | 370000 | 60 | 0 | 1 | SCR# PM#1 | mntprog1 | 2018-07-14 |  | VB | SP00 | 822 | 1 | mntprog1 | 2021-02-04 | X | 1002 | V | SPO | 39121601 | 39121601 | 75 | X | [6 empty] | 0 |  | 1 | THB | O |  | 0 | D | 0 |  |  |  |  | Non-Move | Non-Move | Non-Move
388430 | 03 | 75031473035 | BREAKER,1250,: VD4-12-12-40,ABB PM1 (5) | PT010 | PC | 630000 | 60 | 0 | 1 | SCR# PM#1 | mntprog1 | 2018-07-14 |  | ND | SP00 | 822 | 1 | mntprog1 | 2021-02-04 | X | 1002 | V | SPO | 39121601 | 39121601 | 75 | X | [6 empty] | 0 |  | 1 | THB | O |  | 0 | D | 0 |  |  |  |  | Non-Move | Non-Move | Non-Move
388431 | 03 | 75031473200 | EE,REED SWITCH,5-40 MA.,5-30VdC PM1 (5) | PT010 | PC | 1593.75 | 30 | 3 | 6 | 50-D-1 | mntprog1 | 2018-07-14 |  | ND | SP00 | 814 | 1 | mntprog1 | 2021-02-04 |  | 1002 | V | SPO | 39121500 | 39121500 | 75 | X | [6 empty] | 0 |  | 1 | THB | O |  | 0 | D | 0 |  |  |  |  | Non-Move | Non-Move | Non-Move | REED SWITCH
388432 | 03 | 75031473201 | EE,REED SWITCH,D-A54,1,24 VDC PM1 | PT010 | PC | 701.02 | 30 | 5 | 10 | 50-D-1 | mntprog1 | 2018-07-14 |  | VB | SP00 | 831 | 1 | mntprog1 | 2021-02-04 |  | 1002 | V | SPO | 39121500 | 39121500 | 75 | X | [6 empty] | 0 |  | 1 | THB | O |  | 0 | D | 0 |  |  |  |  | Non-Move | Non-Move | Non-Move
388433 | 03 | 75031474100 | BREAKER,30 A,BW32SAG-3P,FUJI WP3 | PT010 | PC | 634 | 44 | 1 | 2 | 49-D-5 | mntprog1 | 2018-07-14 |  | VB | SP00 | 822 | 1 | mntprog1 | 2021-02-04 |  | 1002 | V | SPO | 39121601 | 39121601 | 75 | X | [6 empty] | 0 |  | 1 | THB | O |  | 0 | D | 0 |  |  |  |  | Non-Move | Non-Move | Non-Move |  | FUJI
388434 | 03 | 75031474160 | BREAKER,63 A,MB100-S,MITSUBISHI(8) | PT010 | PC | 6710 | 95 | 0 | 1 | 32-C-1 | mntprog1 | 2018-07-14 |  | ND | SP00 | 822 | 1 | mntprog1 | 2021-02-04 |  | 1002 | V | SPO | 39121601 | 39121601 | 75 | X | [6 empty] | 0 |  | 1 | THB | O |  | 0 | D | 0 |  |  |  |  | Non-Move | Non-Move | Non-Move
388435 | 03 | 75031474200 | BREAKER,100A,MB100-S,MITSUBISHI PM1 | PT010 | PC | 1870 | 30 | 0 | 1 | 32-B-2 | mntprog1 | 2018-07-14 |  | ND | SP00 | 822 | 1 | mntprog1 | 2021-02-04 |  | 1002 | V | SPO | 39121601 | 39121601 | 75 | X | [6 empty] | 0 |  | 1 | THB | O |  | 0 | D | 0 |  |  |  |  | Non-Move | Non-Move | Non-Move
388436 | 03 | 75031475320 | BREAKER CIRCUIT 1SDA050951R1-T ABB PM17 | PT010 | PC | 4946 | 30 | 1 | 2 | 49-D-5 | mntprog1 | 2018-07-14 |  | VB | SP00 | 822 | 1 | mntprog1 | 2021-02-04 |  | 1002 | V | SPO |  | 39121603 | 75 | X | [6 empty] | 0 |  | 1 | THB | O |  | 0 | D | 0 |  |  |  |  | Non-Move | Non-Move | Non-Move
388437 | 03 | 75031476320 | BREAKER CIRCUIT 1SDA050955R1-T ABB PM17 | PT010 | PC | 3370.6 | 30 | 0 | 1 | 50-D-3 | mntprog1 | 2018-07-14 |  | VB | SP00 | 811 | 1 | mntprog1 | 2021-02-04 |  | 1002 | V | SPO |  | 39121603 | 75 | X | [6 empty] | 0 |  | 1 | THB | O |  | 0 | D | 0 |  |  |  |  | Non-Move | Non-Move | Non-Move
388438 | 03 | 75031477320 | BREAKER CIRCUIT 1SDA053131R1-T ABB PM17 | PT010 | PC | 5190 | 30 | 1 | 7 | 50-E-5 | mntprog1 | 2018-07-14 |  | VB | SP00 | 822 | 1 | mntprog1 | 2021-02-04 |  | 1002 | V | SPO |  | 39121603 | 75 | X | [6 empty] | 0 |  | 1 | THB | O |  | 0 | D | 0 |  |  |  |  | Non-Move | Non-Move | Non-Move
388439 | 03 | 75031478320 | BREAKER CIRCUIT 1SDA051218R1-T ABB PM17 | PT010 | PC | 5299 | 30 | 1 | 4 | 50-D-3 | mntprog1 | 2018-07-14 |  | VB | SP00 | 822 | 1 | mntprog1 | 2021-02-04 |  | 1002 | V | SPO |  | 39121603 | 75 | X | [6 empty] | 0 |  | 1 | THB | O |  | 0 | D | 0 |  |  |  |  | Non-Move | Non-Move | Non-Move
388440 | 03 | 75031479320 | BREAKER CIRCUIT 1SDA054405R1-T ABB PM17 | PT010 | PC | 11583 | 30 | 0 | 1 | 50-B-3 | mntprog1 | 2018-07-14 |  | VB | SP00 | 822 | 1 | mntprog1 | 2021-02-04 |  | 1002 | V | SPO |  | 39121603 | 75 | X | [6 empty] | 0 |  | 1 | THB | O |  | 0 | D | 0 |  |  |  |  | Non-Move | Non-Move | Non-Move
388441 | 03 | 75031480010 | CARBON BRUSH,EG300,(2X10)X32X40 PM3 | PT010 | PC | 400 | 59 | 6 | 12 | 50-A-6 | mntprog1 | 2018-07-14 |  | VB | SP00 | 821 | 1 | mntprog1 | 2021-06-18 | X | 1002 | V | SPO | 26101404 | 26101404 | 75 | X | [6 empty] | 0 |  | 1 | THB | O |  | 0 | D | 0 |  |  |  |  | Non-Move | Non-Move | Non-Move
388442 | 03 | 75031480041 | MOTOR BRUSH,CG75,32x45x10MM.(ZN) | PT010 | PC | 560 | 30 | 6 | 12 | 49-A-5 | mntprog1 | 2018-07-14 |  | ZN | SP00 | 812 | 1 | attagons | 2020-10-14 |  | 1002 | V | SPO | 26101404 | 26101404 | 75 | X | [6 empty] | 0 |  | 1 | THB | O |  | 0 | D | 0 |  |  |  |  | Non-Move | Non-Move | Non-Move
388443 | 03 | 75031480130 | MOTOR BRUSH,EG389,L40W32T16mm PM3 | PT010 | PC | 445.15 | 48 | 10 | 20 | 50-A-6 | mntprog1 | 2018-07-14 |  | VB | SP00 | 821 | 1 | mntprog1 | 2021-06-18 |  | 1002 | V | SPO | 26101404 | 26101404 | 75 | X | [6 empty] | 0 |  | 1 | THB | O |  | 0 | D | 0 |  |  |  |  | Non-Move | Non-Move | Non-Move
388444 | 03 | 75031480197 | MOTOR BRUSH,EG367,40x32x20MM PM3 | PT010 | PC | 350 | 69 | 10 | 20 | 50-A-6 | mntprog1 | 2018-07-14 |  | VB | SP00 | 821 | 1 | mntprog1 | 2021-06-18 |  | 1002 | V | SPO | 26101404 | 26101404 | 75 | X | [6 empty] | 0 |  | 1 | THB | O |  | 0 | D | 0 |  |  |  |  | Non-Move | Non-Move | Non-Move
388445 | 03 | 75031480320 | BREAKER CIRCUIT 1SDA051220R1-T ABB PM17 | PT010 | PC | 4538 | 30 | 1 | 5 | 50-D-5 | mntprog1 | 2018-07-14 |  | VB | SP00 | 822 | 1 | mntprog1 | 2021-02-04 |  | 1002 | V | SPO |  | 39121603 | 75 | X | [6 empty] | 0 |  | 1 | THB | O |  | 0 | D | 0 |  |  | 75031480320 | 75031480320 | Move | Move | Move
388446 | 03 | 75031480342 | MOTOR BRUSH,EG283,32x20x12mm PM3 | PT010 | PC | 150 | 78 | 5 | 10 | 49-A-5 | mntprog1 | 2018-07-14 |  | ND | SP00 |  | 1 | mntprog1 | 2021-02-04 |  | 1002 | V | SPO | 26101404 | 26101404 | 75 | X | [6 empty] | 0 |  | 1 | THB | O |  | 0 | D | 0 |  |  |  |  | Non-Move | Non-Move | Non-Move
388447 | 03 | 75031480347 | CARBON BRUSH,BG412,40X20X16 MM(8) | PT010 | PC | 300 | 48 | 15 | 25 | 49-A-6 | mntprog1 | 2018-07-14 |  | ND | SP00 | 821 | 1 | mntprog1 | 2020-08-02 |  | 1002 | V | SPO | 26101404 | 26101404 | 75 | X | [6 empty] | 0 |  | 1 | THB | O |  | 0 | D | 0 |  |  |  |  | Non-Move | Non-Move | Non-Move
388448 | 03 | 75031480389 | CARBON BRUSH,EG389,40X16X12.5 PM3 | PT010 | PC | 400 | 56 | 5 | 10 | 49-A-6 | mntprog1 | 2018-07-14 |  | VB | SP00 | 821 | 1 | mntprog1 | 2021-02-04 |  | 1002 | V | SPO | 26101404 | 26101404 | 75 | X | [6 empty] | 0 |  | 1 | THB | O |  | 0 | D | 0 |  |  |  |  | Non-Move | Non-Move | Non-Move
388449 | 03 | 75031480421 | MOTOR BRUSH,4/40A,24x26x8MM PM1(5) | PT010 | PC | 561.76 | 30 | 16 | 32 | 49-C-5 | mntprog1 | 2018-07-14 |  | ND | SP00 | 822 | 1 | mntprog1 | 2021-02-04 |  | 1002 | V | SPO | 26101404 | 26101404 | 75 | X | [6 empty] | 0 |  | 1 | THB | O |  | 0 | D | 0 |  |  |  |  | Non-Move | Non-Move | Non-Move
388450 | 03 | 75031480500 | CARBON BRUSH,EG389,2X(32X40X10)MM(8) | PT010 | PC | 350 | 64 | 8 | 35 | 49-A-6 | mntprog1 | 2018-07-14 |  | ND | SP00 | 821 | 1 | mntprog1 | 2020-08-02 |  | 1002 | V | SPO | 26101404 | 26101404 | 75 | X | [6 empty] | 0 |  | 1 | THB | O |  | 0 | D | 0 |  |  |  |  | Non-Move | Non-Move | Non-Move
388451 | 03 | 75031480804 | CARBON BRUSH,BG412,40X32X20 MM(8) | PT010 | PC | 400 | 58 | 16 | 32 | 49-A-7 | mntprog1 | 2018-07-14 |  | ND | SP00 | 821 | 1 | mntprog1 | 2020-08-02 |  | 1002 | V | SPO | 26101404 | 26101404 | 75 | X | [6 empty] | 0 |  | 1 | THB | O |  | 0 | D | 0 |  |  |  |  | Non-Move | Non-Move | Non-Move
388452 | 03 | 75031480851 | CARBON BRUSH,BG412,40X32X16 MM PM3 | PT010 | PC | 400 | 53 | 15 | 25 | 50-A-6 | mntprog1 | 2018-07-14 |  | VB | SP00 | 821 | 1 | mntprog1 | 2021-06-18 |  | 1002 | V | SPO | 26101404 | 26101404 | 75 | X | [6 empty] | 0 |  | 1 | THB | O |  | 0 | D | 0 |  |  |  |  | Non-Move | Non-Move | Non-Move
388453 | 03 | 75031481320 | BREAKER CIRCUIT 1SDA050995R1-T ABB PM17 | PT010 | PC | 5402 | 30 | 0 | 1 | 50-D-5 | mntprog1 | 2018-07-14 |  | VB | SP00 | 822 | 1 | mntprog1 | 2021-02-04 |  | 1002 | V | SPO |  | 39121603 | 75 | X | [6 empty] | 0 |  | 1 | THB | O |  | 0 | D | 0 |  |  |  |  | Non-Move | Non-Move | Non-Move
388454 | 03 | 75031482320 | BREAKER CIRCUIT 1SDA051000R1-T ABB PM17 | PT010 | PC | 3446.6 | 30 | 0 | 1 | 50-D-5 | mntprog1 | 2018-07-14 |  | VB | SP00 | 822 | 1 | mntprog1 | 2021-02-04 |  | 1002 | V | SPO |  | 39121603 | 75 | X | [6 empty] | 0 |  | 1 | THB | O |  | 0 | D | 0 |  |  |  |  | Non-Move | Non-Move | Non-Move
388455 | 03 | 75031483320 | BREAKER CIRCUIT 1SDA051004R1-T ABB PM17 | PT010 | PC | 3720.2 | 30 | 0 | 1 | 50-D-6 | mntprog1 | 2018-07-14 |  | VB | SP00 | 811 | 1 | mntprog1 | 2021-02-04 |  | 1002 | V | SPO |  | 39121603 | 75 | X | [6 empty] | 0 |  | 1 | THB | O |  | 0 | D | 0 |  |  |  |  | Non-Move | Non-Move | Non-Move
388456 | 03 | 75031484320 | BREAKER CIRCUIT 1SDA051323R1-T ABB PM17 | PT010 | PC | 6176.25 | 30 | 1 | 2 | 50-D-3 | mntprog1 | 2018-07-14 |  | VB | SP00 | 822 | 1 | mntprog1 | 2021-02-04 |  | 1002 | V | SPO |  | 39121603 | 75 | X |  |  | Z7500 |  |  |  | 0 |  | 1 | THB | O |  | 0 | D | 0 |  |  |  |  | Non-Move | Non-Move | Non-Move
388457 | 03 | 75031485320 | BREAKER CIRCUIT 1SDA054197R1-T ABB PM17 | PT010 | PC | 7850 | 30 | 0 | 1 | 50-B-4 | mntprog1 | 2018-07-14 |  | VB | SP00 | 822 | 1 | mntprog1 | 2021-02-04 |  | 1002 | V | SPO |  | 39121603 | 75 | X | [6 empty] | 0 |  | 1 | THB | O |  | 0 | D | 0 |  |  |  |  | Non-Move | Non-Move | Non-Move
388458 | 03 | 75031486320 | BREAKER CIRCUIT 1SDA054335R1-T PM17 | PT010 | PC | 11556 | 30 | 0 | 1 | 50-B-4 | mntprog1 | 2018-07-14 |  | VB | SP00 | 822 | 1 | mntprog1 | 2021-02-04 |  | 1002 | V | SPO |  | 39121603 | 75 | X | [6 empty] | 0 |  | 1 | THB | O |  | 0 | D | 0 |  |  |  |  | Non-Move | Non-Move | Non-Move
388459 | 03 | 75031487320 | BREAKER CIRCUIT 1SDA054441R1-T ABB PM17 | PT010 | PC | 8236 | 30 | 0 | 1 | 50-B-4 | mntprog1 | 2018-07-14 |  | VB | SP00 | 822 | 1 | mntprog1 | 2021-02-04 |  | 1002 | V | SPO |  | 39121603 | 75 | X | [6 empty] | 0 |  | 1 | THB | O |  | 0 | D | 0 |  |  |  |  | Non-Move | Non-Move | Non-Move
388460 | 03 | 75031490020 | MOTOR BRUSH,SA50,16x10x28mm PB8 | PT010 | PC | 100 | 30 | 4 | 8 | 49-A-5 | mntprog1 | 2018-07-14 |  | ND | SP00 |  | 1 | mntprog1 | 2021-02-04 |  | 1002 | V | SPO | 26101404 | 26101404 | 75 | X | [6 empty] | 0 |  | 1 | THB | O |  | 0 | D | 0 |  |  |  |  | Non-Move | Non-Move | Non-Move
388461 | 03 | 75031490022 | MOTOR BRUSH,M03407,23x24x5mm PM1,17(5) | PT010 | PC | 380 | 30 | 15 | 28 | 49-C-5 | mntprog1 | 2018-07-14 |  | ND | SP00 | 812 | 1 | mntprog1 | 2021-02-04 |  | 1002 | V | SPO | 26101404 | 26101404 | 75 | X | [6 empty] | 0 |  | 1 | THB | O |  | 0 | D | 0 |  |  |  |  | Non-Move | Non-Move | Non-Move
388462 | 03 | 75031500212 | CABLE,FIBER OPTIC,HPE89328-A AW,PB11 (5) | PT010 | PC | 125 | 30 | 0 | 8 | 31-C-7 | mntprog1 | 2018-07-14 |  | ND | SP00 |  | 1 | mntprog1 | 2021-02-04 | X | 1002 | V | SPO | 26121600 | 26121600 | 75 | X | [6 empty] | 0 |  | 1 | THB | O |  | 0 | D | 0 |  |  |  |  | Non-Move | Non-Move | Non-Move
388463 | 03 | 75031504012 | INK JET CABLE DATALINE IJDTL13 40'(12m.) | PT011 | PC | 10020 | 65 | 0 | 1 | 24-D-7 | mntprog1 | 2018-07-14 |  | VB | SP00 | 82T | 1 | attagons | 2020-10-14 |  | 1002 | V | SPO |  |  | 75 | X | [6 empty] | 0 |  | 1 | THB | O |  | 0 | D | 0 |  |  |  |  | Non-Move | Non-Move | Non-Move | INK JET
388464 | 03 | 75031571860 | INVERTER,CARD,6SC9830OHJ10,A90, [ZN] | PT011 | PC | 178000.5 | 30 | 0 | 2 | W5,A2-F-3 | mntprog1 | 2018-07-14 |  | ZN | SP00 | 821 | 1 | mntprog1 | 2021-04-05 | X | 1002 | V | SPO | 39122001 | 39122001 | 75 | X | [6 empty] | 0 |  | 0 | THB | O |  | 0 | D | 0 |  |  |  |  | Non-Move | Non-Move | Non-Move
388465 | 03 | 75031572000 | BOARD ARTICLE NO.61058 MODEL DGC-1 [ZN] | PT011 | PC | 81878.6 | 0 | 0 | 1 | W5-B-1 | mntprog1 | 2018-07-14 |  | ZN | SP00 | C08 | 1 | mntprog1 | 2021-04-05 | X | 1002 | V | SPO | 32101513 | 32101513 | 75 | X | [6 empty] | 0 |  | 0 | THB | O |  | 0 | D | 0 |  |  |  |  | Non-Move | Non-Move | Non-Move
388466 | 03 | 75031572433 | SERVO CONTROLLER,AC-PIN-51C MD KIT [SD] | PT011 | PC | 59000 | 60 | 0 | 1 | 75-C-2 | mntprog1 | 2018-07-14 |  | VB | SP00 | 821 | 1 | mntprog1 | 2021-06-14 |  | 1002 | V | SPO | 26111515 | 26111515 | 75 | X | [6 empty] | 0 |  | 1 | THB | O |  | 0 | D | 0 |  |  |  |  | Non-Move | Non-Move | Non-Move | SERVO
388467 | 03 | 75031575216 | CARDdigitalAMPLIFIER'OHMART'200216 {ZN} | PT011 | PC | 1 | 30 | 0 | 1 | W5-,A2-D-6 | mntprog1 | 2018-07-14 |  | ZN | SP00 |  | 1 | mntprog1 | 2021-04-05 | X | 1002 | V | SPO | 32101514 | 32101514 | 75 | X | [6 empty] | 0 |  | 0 | THB | O |  | 0 | D | 0 |  |  |  |  | Non-Move | Non-Move | Non-Move
388468 | 03 | 75031580095 | PLC ACC,NDBU95 BRANCHING UNIT,ABB | PT011 | ST | 43800 | 90 | 1 | 2 | 75-C-8 | mntprog1 | 2018-07-14 |  | VB | SP00 | 824 | 1 | attagons | 2020-10-14 |  | 1002 | V | SPO | 32151703 | 32151703 | 75 | X | [6 empty] | 0 |  | 1 | THB | O |  | 0 | D | 0 |  |  |  |  | Non-Move | Non-Move | Non-Move
388469 | 03 | 75031580801 | PLC ACC,CI801,ABB,3BSE022366R1 | PT011 | ST | 23650 | 90 | 0 | 1 | 75-E-8 | mntprog1 | 2018-07-14 |  | VB | SP00 | 824 | 1 | attagons | 2020-10-14 |  | 1002 | V | SPO | 32151703 | 32151703 | 75 | X | [6 empty] | 0 |  | 1 | THB | O |  | 0 | D | 0 |  |  |  |  | Non-Move | Non-Move | Non-Move
388470 | 03 | 75031580805 | PLC ACC,TB805 BUS OUTPUT,ABB | PT011 | ST | 4500 | 90 | 0 | 1 | 75-C-8 | mntprog1 | 2018-07-14 |  | VB | SP00 | 824 | 1 | attagons | 2020-10-14 |  | 1002 | V | SPO | 32151703 | 32151703 | 75 | X | [6 empty] | 0 |  | 1 | THB | O |  | 0 | D | 0 |  |  |  |  | Non-Move | Non-Move | Non-Move
388471 | 03 | 75031580806 | PLC ACC,TB806 BUS INPUT,ABB,3BSE008536R1 | PT011 | ST | 4500 | 90 | 0 | 1 | 75-C-8 | mntprog1 | 2018-07-14 |  | VB | SP00 | 824 | 1 | attagons | 2020-10-14 |  | 1002 | V | SPO | 32151703 | 32151703 | 75 | X | [6 empty] | 0 |  | 1 | THB | O |  | 0 | D | 0 |  |  |  |  | Non-Move | Non-Move | Non-Move
388472 | 03 | 75031580820 | PLC ACC,AI820 ANALOG,ABB,3BSE008544R1 | PT011 | ST | 28500 | 90 | 0 | 1 | 75-D-7 | mntprog1 | 2018-07-14 |  | VB | SP00 | 824 | 1 | attagons | 2020-10-14 |  | 1002 | V | SPO | 32151703 | 32151703 | 75 | X | [6 empty] | 0 |  | 1 | THB | O |  | 0 | D | 0 |  |  |  |  | Non-Move | Non-Move | Non-Move
388473 | 03 | 75031580822 | PLC ACC,SBB822 RECHAREABLE BATTERY [5] | PT011 | ST | 21800 | 90 | 0 | 0 | 75-E-8 | mntprog1 | 2018-07-14 |  | ND | SP00 | 824 | 1 | attagons | 2020-10-14 |  | 1002 | V | SPO | 32151703 | 32151703 | 75 | X | [6 empty] | 0 |  | 1 | THB | O |  | 0 | D | 0 |  |  |  |  | Non-Move | Non-Move | Non-Move
388474 | 03 | 75031580823 | PLC ACC,SD823 POWER SUPPLY 10A,ABB | PT011 | ST | 11800 | 90 | 0 | 1 | 75-D-8 | mntprog1 | 2018-07-14 |  | VB | SP00 | 824 | 1 | attagons | 2020-10-14 |  | 1002 | V | SPO | 32151703 | 32151703 | 75 | X | [6 empty] | 0 |  | 1 | THB | O |  | 0 | D | 0 |  |  |  |  | Non-Move | Non-Move | Non-Move
388475 | 03 | 75031580830 | PLC ACC,TU830 EXTENDED,3BSE013234R1 | PT011 | ST | 4800 | 90 | 1 | 2 | 75-D-7 | mntprog1 | 2018-07-14 |  | VB | SP00 | 824 | 1 | attagons | 2020-10-14 |  | 1002 | V | SPO | 32151703 | 32151703 | 75 | X | [6 empty] | 0 |  | 1 | THB | O |  | 0 | D | 0 |  |  |  |  | Non-Move | Non-Move | Non-Move
388476 | 03 | 75031580831 | PLC ACC,TU831 EXTENDED,ABB,3BSE013235R1 | PT011 | ST | 9400 | 90 | 1 | 2 | 75-D-8 | mntprog1 | 2018-07-14 |  | VB | SP00 | 824 | 1 | attagons | 2020-10-14 |  | 1002 | V | SPO | 32151703 | 32151703 | 75 | X | [6 empty] | 0 |  | 1 | THB | O |  | 0 | D | 0 |  |  |  |  | Non-Move | Non-Move | Non-Move
388477 | 03 | 75031580854 | PLC ACC,CI854AK01,ABB,3BSE030220R1 | PT011 | ST | 53800 | 90 | 0 | 1 | 75-D-8 | mntprog1 | 2018-07-14 |  | VB | SP00 | 824 | 1 | attagons | 2020-10-14 |  | 1002 | V | SPO | 32151703 | 32151703 | 75 | X | [6 empty] | 0 |  | 1 | THB | O |  | 0 | D | 0 |  |  |  |  | Non-Move | Non-Move | Non-Move
388478 | 03 | 75031580858 | PLC ACC,CI858K01,ABB,3BSE018135R1 | PT011 | ST | 152800 | 90 | 0 | 1 | 75-D-6 | mntprog1 | 2018-07-14 |  | VB | SP00 | 824 | 1 | attagons | 2020-10-14 |  | 1002 | V | SPO | 32151703 | 32151703 | 75 | X | [6 empty] | 0 |  | 1 | THB | O |  | 0 | D | 0 |  |  |  |  | Non-Move | Non-Move | Non-Move
388479 | 03 | 75031580864 | PLC ACC,PM866K01 CPU,3BSE050198R1,àºÔBP | PT011 | ST | 1215000 | 90 | 0 | 1 | 75-D-6 | mntprog1 | 2018-07-14 |  | VB | SP00 | 824 | 1 | attagons | 2020-10-14 |  | 1002 | V | SPO | 32151703 | 32151703 | 75 | X | [6 empty] | 0 |  | 1 | THB | O |  | 0 | D | 0 |  |  |  |  | Non-Move | Non-Move | Non-Move
388480 | 03 | 75031581820 | PLC ACC,AO820 ANALOG,3BSE008546R1 | PT011 | ST | 29500 | 90 | 0 | 1 | 75-D-7 | mntprog1 | 2018-07-14 |  | VB | SP00 | 824 | 1 | attagons | 2020-10-14 |  | 1002 | V | SPO | 32151703 | 32151703 | 75 | X | [6 empty] | 0 |  | 1 | THB | O |  | 0 | D | 0 |  |  |  |  | Non-Move | Non-Move | Non-Move
388481 | 03 | 75031582000 | PANELBOARD,GOP G2000,24-48 VDC,1 A | PT011 | ST | 188000 | 90 | 0 | 1 | 75-C-6 | mntprog1 | 2018-07-14 |  | VB | SP00 | 821 | 1 | attagons | 2020-10-14 |  | 1002 | V | SPO | 39121103 | 39121103 | 75 | X | [6 empty] | 0 |  | 1 | THB | O |  | 0 | D | 0 |  |  |  |  | Non-Move | Non-Move | Non-Move
388482 | 03 | 75031582010 | PANELBOARD,GOP G2010 WINDER,K10133 [5] | PT011 | ST | 256500 | 90 | 0 | 1 | 75-C-7 | mntprog1 | 2018-07-14 |  | ND | SP00 | 821 | 1 | attagons | 2020-10-14 |  | 1002 | V | SPO | 39121103 | 39121103 | 75 | X | [6 empty] | 0 |  | 1 | THB | O |  | 0 | D | 0 |  |  |  |  | Non-Move | Non-Move | Non-Move
388483 | 03 | 75031585811 | INVERTER,CARD,6SC98114CK02,ICS, [ZN] | PT011 | PC | 436400 | 30 | 0 | 1 | W5-C-4 | mntprog1 | 2018-07-14 |  | ZN | SP00 | 821 | 1 | mntprog1 | 2021-04-05 | X | 1002 | V | SPO | 39122001 | 39122001 | 75 | X | [6 empty] | 0 |  | 0 | THB | O |  | 0 | D | 0 |  |  |  |  | Non-Move | Non-Move | Non-Move
388484 | 03 | 75031586831 | PCB,PCB,831-230 12 SLOTS,VIB | PT011 | PC | 13826.23 | 0 | 1 | 2 | 75-C-8 | mntprog1 | 2018-07-14 |  | VB | SP00 | 834 | 1 | attagons | 2020-10-14 | X | 1002 | V | SPO | 32101513 | 32101513 | 75 | X | [6 empty] | 0 |  | 1 | THB | O |  | 0 | D | 0 |  |  |  |  | Non-Move | Non-Move | Non-Move
388485 | 03 | 75031587534 | PCB,CONTROL BOARD,EP/E1-3V-MH-VK-S4 [ZN] | PT011 | PC | 1 | 30 | 0 | 1 | W5-,A2-D-6 | mntprog1 | 2018-07-14 |  | ZN | SP00 |  | 1 | mntprog1 | 2021-04-05 | X | 1002 | V | SPO | 32101513 | 32101513 | 75 | X | [6 empty] | 0 |  | 0 | THB | O |  | 0 | D | 0 |  |  |  |  | Non-Move | Non-Move | Non-Move
388486 | 03 | 75031587601 | DCS,CARD QCS SMI,086339-001,ABB [5] | PT011 | PC | 147054.28 | 30 | 0 | 1 | 75-E-1 | mntprog1 | 2018-07-14 |  | ND | SP00 | 824 | 1 | attagons | 2020-10-14 | X | 1002 | V | SPO | 32152000 | 32152000 | 75 | X | [6 empty] | 0 |  | 1 | THB | O |  | 0 | D | 0 |  |  |  |  | Non-Move | Non-Move | Non-Move
388487 | 03 | 75031587621 | INVERTER,CARD,6SC2100ICA00,SIEMENS [ZN] | PT011 | PC | 1 | 30 | 0 | 1 | W5-,A2-D-5 | mntprog1 | 2018-07-14 |  | ZN | SP00 | 821 | 1 | mntprog1 | 2021-04-05 | X | 1002 | V | SPO | 39122001 | 39122001 | 75 | X | [6 empty] | 0 |  | 0 | THB | O |  | 0 | D | 0 |  |  |  |  | Non-Move | Non-Move | Non-Move
388488 | 03 | 75031602130 | EXPANSION CARD F/INVERTER VW3A3201,PRO | PT010 | PC | 5040 | 30 | 0 | 1 | NEW STOCK | mntprog1 | 2018-07-14 |  | VB | SP00 | 824 | 1 | mntprog1 | 2021-02-04 |  | 1002 | V | SPO |  | 23150000 | 75 | [7 empty] | 0 |  | 1 | THB | O |  | 0 | D | 0 |  |  |  |  | Non-Move | Non-Move | Non-Move
388489 | 03 | 75031602489 | PLC,CARD PHASE ANGEL,AA30,EP9,10A,àÅÔ¡[9 | PT011 | PC | 30439.65 | 130 | 0 | 0 | 33-C-6 | mntprog1 | 2018-07-14 |  | ND | SP00 | 824 | 1 | attagons | 2020-10-14 | X | 1002 | V | SPO | 32151700 | 32151700 | 75 | X | [6 empty] | 0 |  | 1 | THB | O |  | 0 | D | 0 |  |  |  |  | Non-Move | Non-Move | Non-Move
388490 | 03 | 75031602490 | PLC,CARD PHASE ANGEL,AA29, EP9,10B, [8] | PT011 | PC | 51634.88 | 130 | 0 | 1 | 34-D-3 | mntprog1 | 2018-07-14 |  | ND | SP00 | 824 | 1 | attagons | 2020-10-14 |  | 1002 | V | SPO | 32151700 | 32151700 | 75 | X | [6 empty] | 0 |  | 1 | THB | O |  | 0 | D | 0 |  |  |  |  | Non-Move | Non-Move | Non-Move
388491 | 03 | 75031603590 | PCB,RICO PCB,HE10,PB#9,10 [wo] | PT011 | PC | 213060.91 | 30 | 0 | 1 | 34-D-5 | mntprog1 | 2018-07-14 |  | ND | SP00 | 847 | 1 | attagons | 2020-10-14 | X | 1002 | V | SPO | 32101513 | 32101513 | 75 | X | [6 empty] | 0 |  | 1 | THB | O |  | 0 | D | 0 |  |  |  |  | Non-Move | Non-Move | Non-Move
388492 | 03 | 75031603596 | PCB,RICO PCB,HE08,PB#9,10 | PT011 | PC | 72658.98 | 130 | 0 | 1 | 76-B-6 | mntprog1 | 2018-07-14 |  | VB | SP00 | 834 | 1 | attagons | 2020-10-14 | X | 1002 | V | SPO | 32101513 | 32101513 | 75 | X | [6 empty] | 0 |  | 1 | THB | O |  | 0 | D | 0 |  |  |  |  | Non-Move | Non-Move | Non-Move
388493 | 03 | 75031604023 | DC MOTOR CTRL,CARD,JPDC-P023,YASKAWA,{ZN | PT011 | PC | 13561.03 | 30 | 1 | 6 | W1-E-2 | mntprog1 | 2018-07-14 |  | ZN | SP00 | 821 | 1 | mntprog1 | 2021-04-05 | X | 1002 | V | SPO | 39122002 | 39122002 | 75 | X | [6 empty] | 0 |  | 0 | THB | O |  | 0 | D | 0 |  |  |  |  | Non-Move | Non-Move | Non-Move
388494 | 03 | 75031604051 | DC MOTOR CTRL,CARD,JPDC-P051,YASKAWA,{ZN | PT011 | PC | 7136.43 | 30 | 1 | 4 | W5-,A2-F | mntprog1 | 2018-07-14 |  | ZN | SP00 | 821 | 1 | attagons | 2020-10-14 |  | 1002 | V | SPO | 39122002 | 39122002 | 75 | X | [6 empty] | 0 |  | 0 | THB | O |  | 0 | D | 0 |  |  |  |  | Non-Move | Non-Move | Non-Move
388495 | 03 | 75031605059 | PCB,POWER BOARD,ETX 001910,YASKAWA,{ZN} | PT011 | PC | 6280 | 30 | 1 | 4 | W5-,A2-F | mntprog1 | 2018-07-14 |  | ZN | SP00 |  | 1 | mntprog1 | 2021-04-05 |  | 1002 | V | SPO | 32101513 | 32101513 | 75 | X | [6 empty] | 0 |  | 0 | THB | O |  | 0 | D | 0 |  |  |  |  | Non-Move | Non-Move | Non-Move
388496 | 03 | 75031605130 | CARD ETHERNET COMMUNICAT CP243-1IT,PRO | PT010 | PC | 9720 | 30 | 0 | 1 | NEW STOCK | mntprog1 | 2018-07-14 |  | VB | SP00 | 824 | 1 | mntprog1 | 2021-02-04 |  | 1002 | V | SPO |  | 23150000 | 75 | [7 empty] | 0 |  | 1 | THB | O |  | 0 | D | 0 |  |  |  |  | Non-Move | Non-Move | Non-Move
388497 | 03 | 75031609012 | PCB,POWER BOARD,JPDC-Z012,YASKAWA,{ZN} | PT011 | PC | 36021 | 30 | 1 | 2 | W1-D-1 | mntprog1 | 2018-07-14 |  | ZN | SP00 | 824 | 1 | mntprog1 | 2021-04-05 |  | 1002 | V | SPO | 32101513 | 32101513 | 75 | X | [6 empty] | 0 |  | 0 | THB | O |  | 0 | D | 0 |  |  |  |  | Non-Move | Non-Move | Non-Move
388498 | 03 | 75031609013 | DC MOTOR CTRL,CARD DRIVE,CP213,YASKA {ZN | PT011 | ST | 15690 | 290 | 0 | 4 | W3-C-5 | mntprog1 | 2018-07-14 |  | ZN | SP00 | 821 | 1 | mntprog1 | 2021-04-05 |  | 1002 | V | SPO | 39122002 | 39122002 | 75 | X | [6 empty] | 0 |  | 0 | THB | O |  | 0 | D | 0 |  |  |  |  | Non-Move | Non-Move | Non-Move
388499 | 03 | 75031609020 | PCB,I/O BOARD,ETC009720,YASKAWA, {ZN} | PT011 | PC | 517126.25 | 422 | 0 | 1 | W3-C-5 | mntprog1 | 2018-07-14 |  | ZN | SP00 | 824 | 1 | mntprog1 | 2021-04-05 |  | 1002 | V | SPO | 32101513 | 32101513 | 75 | X | [6 empty] | 0 |  | 0 | THB | O |  | 0 | D | 0 |  |  |  |  | Non-Move | Non-Move | Non-Move
388500 | 03 | 75031609024 | PCB,SCR BOARD,46S02489-1010,YASKAWA,{ZN} | PT011 | PC | 108250 | 422 | 3 | 4 | W3-D-5 | mntprog1 | 2018-07-14 |  | ZN | SP00 | 824 | 1 | mntprog1 | 2021-04-05 |  | 1002 | V | SPO | 32101513 | 32101513 | 75 | X | [6 empty] | 0 |  | 0 | THB | O |  | 0 | D | 0 |  |  |  |  | Non-Move | Non-Move | Non-Move
388501 | 03 | 75031620360 | COMMUNICATION MODULE CM PDP24,PM16(5) | PT010 | PC | 25200 | 30 | 0 | 1 | 73-D-1 | mntprog1 | 2018-07-14 |  | ND | SP00 | 824 | 1 | attagons | 2020-10-14 |  | 1002 | V | SPO |  | 23150000 | 75 |  |  |  | Z7500 |  |  |  | 0 |  | 1 | THB | O |  | 0 | D | 0 |  |  |  |  | Non-Move | Non-Move | Non-Move
388502 | 03 | 75031700001 | PLC,8 CHANNEL DIGITAL EL1008, BACKHOFF | PT011 | PC | 8230 | 30 | 0 | 1 | 75-B-5 | mntprog1 | 2018-07-14 |  | VB | SP00 | 824 | 1 | attagons | 2020-10-14 |  | 1002 | V | SPO | 32151700 | 32151700 | 75 | X | [6 empty] | 0 |  | 1 | THB | O |  | 0 | D | 0 |  |  |  |  | Non-Move | Non-Move | Non-Move
388503 | 03 | 75031700002 | PLC,CARD RELAY OUTPUT,CS1W-OD231, {ZN} | PT011 | PC | 7000 | 65 | 0 | 1 | W1-C-1 | mntprog1 | 2018-07-14 |  | ZN | SP00 | 824 | 1 | mntprog1 | 2021-04-05 | X | 1002 | V | SPO | 32151700 | 32151700 | 75 | X | [6 empty] | 0 |  | 0 | THB | O |  | 0 | D | 0 |  |  |  |  | Non-Move | Non-Move | Non-Move
388504 | 03 | 75031700003 | PLC,CARD SERVO,R7D-AP08H,OMRON [wo] | PT011 | PC | 10000 | 90 | 0 | 1 | 75-B-6 | mntprog1 | 2018-07-14 |  | ND | SP00 | 821 | 1 | attagons | 2020-10-14 |  | 1002 | V | SPO | 32151700 | 32151700 | 75 | X | [6 empty] | 0 |  | 1 | THB | O |  | 0 | D | 0 |  |  |  |  | Non-Move | Non-Move | Non-Move
388505 | 03 | 75031700004 | PLC ACC,JAMSC-B2743,YASKAWA | PT011 | PC | 40050 | 0 | 1 | 2 | 35-B-7 | mntprog1 | 2018-07-14 |  | VB | SP00 | 824 | 1 | attagons | 2020-10-14 |  | 1002 | V | SPO | 32151703 | 32151703 | 75 | X | [6 empty] | 0 |  | 1 | THB | O |  | 0 | D | 0 |  |  |  |  | Non-Move | Non-Move | Non-Move
388506 | 03 | 75031700006 | SERVO CONTROLLER,R7D-AP04H,OMRON | PT011 | PC | 13500 | 60 | 0 | 1 | 75-B-4 | mntprog1 | 2018-07-14 |  | VB | SP00 | 821 | 1 | attagons | 2020-10-14 |  | 1002 | V | SPO | 26111515 | 26111515 | 75 | X | [6 empty] | 0 |  | 1 | THB | O |  | 0 | D | 0 |  |  |  |  | Non-Move | Non-Move | Non-Move
388507 | 03 | 75031700007 | DCS,ANALOG INPUT CARD,A413135,METSO [5] | PT012 | PC | 23000 | 26 | 0 | 0 | 113-E-7 | mntprog1 | 2018-07-14 |  | ND | SP00 | 824 | 1 | attagons | 2020-10-14 | X | 1002 | V | SPO | 32152000 | 32152000 | 75 | X | [6 empty] | 0 |  | 1 | THB | O |  | 0 | D | 0 |  |  |  |  | Non-Move | Non-Move | Non-Move
388508 | 03 | 75031700009 | DCS,ANALOG INPUT CARD,A413125,METSO | PT012 | PC | 40000 | 26 | 0 | 1 | 113-E-7 | mntprog1 | 2018-07-14 |  | VB | SP00 | 824 | 1 | attagons | 2020-10-14 | X | 1002 | V | SPO | 32152000 | 32152000 | 75 | X | [6 empty] | 0 |  | 1 | THB | O |  | 0 | D | 0 |  |  |  |  | Non-Move | Non-Move | Non-Move
388509 | 03 | 75031700010 | PCB,AI CARD,57C409,AUTOMAX {ZN} | PT012 | PC | 50302.68 | 90 | 0 | 2 | W1-C-4 | mntprog1 | 2018-07-14 |  | ZN | SP00 | C09 | 1 | mntprog1 | 2021-04-09 | X | 1002 | V | SPO | 32101513 | 32101513 | 75 | X | [6 empty] | 0 |  | 0 | THB | O |  | 0 | D | 0 |  |  |  |  | Non-Move | Non-Move | Non-Move
388510 | 03 | 75031700015 | DCS,FLAT CABLE,S421908,METSO AUTO [5] | PT012 | PC | 3400 | 60 | 0 | 0 | 115-D-1 | mntprog1 | 2018-07-14 |  | ND | SP00 | 824 | 1 | attagons | 2020-10-14 | X | 1002 | V | SPO | 32152000 | 32152000 | 75 | X | [6 empty] | 0 |  | 1 | THB | O |  | 0 | D | 0 |  |  |  |  | Non-Move | Non-Move | Non-Move
388511 | 03 | 75031700017 | DCS,CARD,D200532,METSO AUTOMATION | PT012 | PC | 30607.5 | 25 | 0 | 1 | 114-B-2 | mntprog1 | 2018-07-14 |  | VB | SP00 | 824 | 1 | attagons | 2020-10-14 | X | 1002 | V | SPO | 32152000 | 32152000 | 75 | X | [6 empty] | 0 |  | 1 | THB | O |  | 0 | D | 0 |  |  |  |  | Non-Move | Non-Move | Non-Move
388512 | 03 | 75031700018 | DCS,CARD BOU8,A413150,BINARY OUTPUT | PT012 | PC | 28087.5 | 60 | 0 | 1 | 115-C-1 | mntprog1 | 2018-07-14 |  | VB | SP00 | 824 | 1 | attagons | 2020-10-14 | X | 1002 | V | SPO | 32152000 | 32152000 | 75 | X | [6 empty] | 0 |  | 1 | THB | O |  | 0 | D | 0 |  |  |  |  | Non-Move | Non-Move | Non-Move
388513 | 03 | 75031700020 | DC MOTOR CTRL,CARD,57413-1B EG236 {ZN} | PT012 | PC | 63840 | 30 | 0 | 1 | W1-D-5 | mntprog1 | 2018-07-14 |  | ZN | SP00 | 821 | 1 | mntprog1 | 2021-04-09 | X | 1002 | V | SPO | 39122002 | 39122002 | 75 | X | [6 empty] | 0 |  | 0 | THB | O |  | 0 | D | 0 |  |  |  |  | Non-Move | Non-Move | Non-Move
388514 | 03 | 75031700023 | CARDdcsCPU'METSO'319025320, {ZN} | PT012 | PC | 143214.24 | 30 | 0 | 1 | W1-B-3 | mntprog1 | 2018-07-14 |  | ZN | SP00 | 824 | 1 | mntprog1 | 2021-04-09 | X | 1002 | V | SPO | 32152000 | 32152000 | 75 | X | [6 empty] | 0 |  | 0 | THB | O |  | 0 | D | 0 |  |  |  |  | Non-Move | Non-Move | Non-Move
388515 | 03 | 75031700030 | DC MOTOR CTRL,CARD,0-51831-1 {ZN} | PT012 | PC | 77007.64 | 30 | 0 | 1 | W1-D-5 | mntprog1 | 2018-07-14 |  | ZN | SP00 | 821 | 1 | mntprog1 | 2021-04-09 | X | 1002 | V | SPO | 39122002 | 39122002 | 75 | X | [6 empty] | 0 |  | 0 | THB | O |  | 0 | D | 0 |  |  |  |  | Non-Move | Non-Move | Non-Move
388516 | 03 | 75031700032 | DCS,CARD,A413143,METSO [8] | PT012 | ST | 27930 | 31 | 0 | 1 | 115-C-2 | mntprog1 | 2018-07-14 |  | ND | SP00 | 824 | 1 | mntprog1 | 2020-01-05 |  | 1002 | V | SPO | 32152000 | 32152000 | 75 | X | [6 empty] | 0 |  | 1 | THB | O |  | 0 | D | 0 |  |  |  |  | Non-Move | Non-Move | Non-Move
388517 | 03 | 75031700033 | CARD dcs BOU8'METSO' ,D200537 [8] | PT012 | ST | 30315 | 20 | 0 | 1 | 115-D-1 | mntprog1 | 2018-07-14 |  | ND | SP00 | 824 | 1 | mntprog1 | 2020-01-05 | X | 1002 | V | SPO | 32152000 | 32152000 | 75 | X | [6 empty] | 0 |  | 1 | THB | O |  | 0 | D | 0 |  |  |  |  | Non-Move | Non-Move | Non-Move
388518 | 03 | 75031700035 | DCS,CARD,S421632,METSO [5] | PT012 | EA | 9291 | 26 | 0 | 0 | 115-C-3 | mntprog1 | 2018-07-14 |  | ND | SP00 | 824 | 1 | attagons | 2020-10-14 | X | 1002 | V | SPO | 32152000 | 32152000 | 75 | X | [6 empty] | 0 |  | 1 | THB | O |  | 0 | D | 0 |  |  |  |  | Non-Move | Non-Move | Non-Move
388519 | 03 | 75031700040 | PCB,DI CARD,61C500,AUTOMAX {ZN} | PT012 | PC | 5000 | 90 | 0 | 1 | W1-D-5 | mntprog1 | 2018-07-14 |  | ZN | SP00 | C09 | 1 | mntprog1 | 2021-04-09 | X | 1002 | V | SPO | 32101513 | 32101513 | 75 | X | [6 empty] | 0 |  | 0 | THB | O |  | 0 | D | 0 |  |  |  |  | Non-Move | Non-Move | Non-Move
388520 | 03 | 75031700045 | PCB,DO CARD,57C402,AUTOMAX {ZN} | PT012 | PC | 5000 | 30 | 0 | 1 | W1-D-5 | mntprog1 | 2018-07-14 |  | ZN | SP00 |  | 1 | mntprog1 | 2021-04-09 | X | 1002 | V | SPO | 32101513 | 32101513 | 75 | X | [6 empty] | 0 |  | 0 | THB | O |  | 0 | D | 0 |  |  |  |  | Non-Move | Non-Move | Non-Move
388521 | 03 | 75031700050 | CARDdriveANALOGi/o 57405-E {ZN} | PT012 | PC | 50250 | 27 | 0 | 2 | W1-E-5 | mntprog1 | 2018-07-14 |  | ZN | SP00 | 824 | 1 | mntprog1 | 2021-04-09 | X | 1002 | V | SPO | 32151703 | 32151703 | 75 | X | [6 empty] | 0 |  | 0 | THB | O |  | 0 | D | 0 |  |  |  |  | Non-Move | Non-Move | Non-Move
388522 | 03 | 75031700055 | CARDdriveCONTROLLER 57C406 {ZN} | PT012 | PC | 62500 | 224 | 0 | 1 | W1-E-6 | mntprog1 | 2018-07-14 |  | ZN | SP00 | 821 | 1 | mntprog1 | 2021-04-09 | X | 1002 | V | SPO | 39122002 | 39122002 | 75 | X | [6 empty] | 0 |  | 0 | THB | O |  | 0 | D | 0 |  |  |  |  | Non-Move | Non-Move | Non-Move
388523 | 03 | 75031700057 | DCS,CARD CONTROL,H-2-KS,CELLWOOD,{8} | PT012 | PC | 48990.15 | 49 | 0 | 2 | 113-D-5 | mntprog1 | 2018-07-14 |  | ND | SP00 | C0E | 1 | attagons | 2020-10-14 |  | 1002 | V | SPO | 32152000 | 32152000 | 75 | X | [6 empty] | 0 |  | 1 | THB | O |  | 0 | D | 0 |  |  |  |  | Non-Move | Non-Move | Non-Move
388524 | 03 | 75031700060 | CARDdriveDIGITALi/o 574012 {ZN} | PT012 | PC | 41150 | 27 | 0 | 2 | W1-A-2 | mntprog1 | 2018-07-14 |  | ZN | SP00 | 824 | 1 | mntprog1 | 2021-04-09 | X | 1002 | V | SPO | 32151703 | 32151703 | 75 | X | [6 empty] | 0 |  | 0 | THB | O |  | 0 | D | 0 |  |  |  |  | Non-Move | Non-Move | Non-Move
388525 | 03 | 75031700074 | CARDdcsFBC32'METSO'A413075,FIELDbus [8] | PT012 | PC | 109554 | 56 | 0 | 1 | 113-B-8 | mntprog1 | 2018-07-14 |  | ND | SP00 | 824 | 1 | mntprog1 | 2020-01-05 | X | 1002 | V | SPO | 32152000 | 32152000 | 75 | X | [6 empty] | 0 |  | 1 | THB | O |  | 0 | D | 0 |  |  |  |  | Non-Move | Non-Move | Non-Move
388526 | 03 | 75031700075 | CARDdcsFIELDregulator 57412-E {ZN} | PT012 | PC | 110000 | 208 | 0 | 1 | W1-A-5 | mntprog1 | 2018-07-14 |  | ZN | SP00 | 824 | 1 | mntprog1 | 2021-04-09 | X | 1002 | V | SPO | 32152000 | 32152000 | 75 | X |  |  | Z7500 |  |  |  | 0 |  | 0 | THB | O |  | 0 | D | 0 |  |  |  |  | Non-Move | Non-Move | Non-Move
388527 | 03 | 75031700077 | CARDdcsGDC'METSO'A413036, {ZN} | PT012 | PC | 172459.9 | 30 | 0 | 1 | W1-B-3 | mntprog1 | 2018-07-14 |  | ZN | SP00 | 824 | 1 | mntprog1 | 2021-04-09 | X | 1002 | V | SPO | 32152000 | 32152000 | 75 | X | [6 empty] | 0 |  | 0 | THB | O |  | 0 | D | 0 |  |  |  |  | Non-Move | Non-Move | Non-Move
388528 | 03 | 75031700080 | CARDdcsMODBUSgateway'METSO'57C414, [8] | PT012 | PC | 55000 | 45 | 0 | 1 | 113-C-5 | mntprog1 | 2018-07-14 |  | ND | SP00 | 824 | 1 | mntprog1 | 2020-01-05 | X | 1002 | V | SPO | 32152000 | 32152000 | 75 | X | [6 empty] | 0 |  | 1 | THB | O |  | 0 | D | 0 |  |  |  |  | Non-Move | Non-Move | Non-Move
388529 | 03 | 75031700083 | PCB,CARD MOTOR POTENTIOMETER UNIT{ZN} | PT012 | PC | 22608.21 | 30 | 0 | 1 | W1-E-6 | mntprog1 | 2018-07-14 |  | ZN | SP00 |  | 1 | mntprog1 | 2021-04-09 | X | 1002 | V | SPO | 32101513 | 32101513 | 75 | X | [6 empty] | 0 |  | 0 | THB | O |  | 0 | D | 0 |  |  |  |  | Non-Move | Non-Move | Non-Move
388530 | 03 | 75031700085 | DC MOTOR CTRL,CARD DRIVE NETWORK COMM [w | PT012 | PC | 92000 | 119 | 0 | 1 | 113-D-6 | mntprog1 | 2018-07-14 |  | ND | SP00 | 821 | 1 | attagons | 2020-10-14 | X | 1002 | V | SPO | 39122002 | 39122002 | 75 | X | [6 empty] | 0 |  | 1 | THB | O |  | 0 | D | 0 |  |  |  |  | Non-Move | Non-Move | Non-Move
388531 | 03 | 75031700086 | CARDdcsOPTmonitor'METSO'533401002, {ZN} | PT012 | PC | 39812.59 | 30 | 0 | 1 | W1-C-3 | mntprog1 | 2018-07-14 |  | ZN | SP00 | 824 | 1 | mntprog1 | 2021-04-09 | X | 1002 | V | SPO | 32152000 | 32152000 | 75 | X | [6 empty] | 0 |  | 0 | THB | O |  | 0 | D | 0 |  |  |  |  | Non-Move | Non-Move | Non-Move
388532 | 03 | 75031700088 | DCS,CARD PIC,A413240,METSO | PT012 | PC | 81760.77 | 65 | 1 | 2 | 113-C-6 | mntprog1 | 2018-07-14 |  | VB | SP00 | 824 | 1 | attagons | 2020-10-14 | X | 1002 | V | SPO | 32152000 | 32152000 | 75 | X | [6 empty] | 0 |  | 1 | THB | O |  | 0 | D | 0 |  |  |  |  | Non-Move | Non-Move | Non-Move
388533 | 03 | 75031700090 | CARDdrivePOWERSUPPLY 57C493 {ZN} | PT012 | PC | 137600 | 60 | 0 | 1 | W1-B-5 | mntprog1 | 2018-07-14 |  | ZN | SP00 | 824 | 1 | mntprog1 | 2021-04-09 | X | 1002 | V | SPO | 39121004 | 39121004 | 75 | X | [6 empty] | 0 |  | 0 | THB | O |  | 0 | D | 0 |  |  |  |  | Non-Move | Non-Move | Non-Move
388534 | 03 | 75031700091 | PSU,AC3-00YQ-00,COSEL [8] | PT012 | PC | 14490 | 60 | 0 | 1 | 115-D-7 | mntprog1 | 2018-07-14 |  | ND | SP00 | 824 | 1 | attagons | 2020-10-14 | X | 1002 | V | SPO | 39121004 | 39121004 | 75 | X | [6 empty] | 0 |  | 1 | THB | O |  | 0 | D | 0 |  |  |  |  | Non-Move | Non-Move | Non-Move
388535 | 03 | 75031700095 | PCB,CPU DRIVE CARD,57C431A,RELINCE [wo] | PT012 | PC | 170000 | 90 | 0 | 1 | 114-E-1 | mntprog1 | 2018-07-14 |  | ND | SP00 | 824 | 1 | attagons | 2020-10-14 | X | 1002 | V | SPO | 32101513 | 32101513 | 75 | X | [6 empty] | 0 |  | 1 | THB | O |  | 0 | D | 0 |  |  |  |  | Non-Move | Non-Move | Non-Move
388536 | 03 | 75031700100 | CARDdrivePRSA'RELIANCE'51845, {ZN} | PT012 | PC | 5000 | 30 | 0 | 1 | W1-E-6 | mntprog1 | 2018-07-14 |  | ZN | SP00 | 821 | 1 | mntprog1 | 2021-04-09 | X | 1002 | V | SPO | 39122002 | 39122002 | 75 | X | [6 empty] | 0 |  | 0 | THB | O |  | 0 | D | 0 |  |  |  |  | Non-Move | Non-Move | Non-Move
388537 | 03 | 75031700105 | CARDdrivePWRmodINTERFACE 57408 {ZN} | PT012 | PC | 42132.72 | 27 | 0 | 2 | W1-E-5 | mntprog1 | 2018-07-14 |  | ZN | SP00 | 821 | 1 | mntprog1 | 2021-04-09 | X | 1002 | V | SPO | 39122002 | 39122002 | 75 | X | [6 empty] | 0 |  | 0 | THB | O |  | 0 | D | 0 |  |  |  |  | Non-Move | Non-Move | Non-Move
388538 | 03 | 75031700110 | DC MOTOR CTRL,CARD RESERVER,57C411 [wo] | PT012 | PC | 48583.33 | 90 | 1 | 3 | 113-D-8 | mntprog1 | 2018-07-14 |  | ND | SP00 | 821 | 1 | attagons | 2020-10-14 | X | 1002 | V | SPO | 39122002 | 39122002 | 75 | X | [6 empty] | 0 |  | 1 | THB | O |  | 0 | D | 0 |  |  |  |  | Non-Move | Non-Move | Non-Move
388539 | 03 | 75031700130 | INVERTER,CARD,SB68176,RELIANCE {ZN} | PT012 | PC | 28333.33 | 32 | 0 | 2 | W1-D-5 | mntprog1 | 2018-07-14 |  | ZN | SP00 | 821 | 1 | mntprog1 | 2021-04-09 | X | 1002 | V | SPO | 39122001 | 39122001 | 75 | X | [6 empty] | 0 |  | 0 | THB | O |  | 0 | D | 0 |  |  |  |  | Non-Move | Non-Move | Non-Move
388540 | 03 | 75031700150 | CARD AMPLIFER REXROTH,VT-VSPA1-11-1X/V0/ | PT012 | PC | 75510 | 30 | 0 | 1 | 113-B-6 | mntprog1 | 2018-07-14 |  | ND | SP00 | 824 | 1 | mntprog1 | 2021-03-11 | X | 1002 | V | SPO | 23150000 | 23150000 | 75 | X | [6 empty] | 0 |  | 1 | THB | O |  | 0 | D | 0 |  |  |  |  | Non-Move | Non-Move | Non-Move
388541 | 03 | 75031700160 | PCB,CARD OUTPUT,3TX7004-1LB00,SIEMENS | PT012 | PC | 658 | 73 | 2 | 6 | 114-C-1 | mntprog1 | 2018-07-14 |  | VB | SP00 | 824 | 1 | attagons | 2020-10-14 |  | 1002 | V | SPO | 32101513 | 32101513 | 75 | X | [6 empty] | 0 |  | 1 | THB | O |  | 0 | D | 0 |  |  |  |  | Non-Move | Non-Move | Non-Move
388542 | 03 | 75031700161 | PCB,CARD OUTPUT,3TX7004-1LF00,SIEMENS [5 | PT012 | PC | 633.34 | 73 | 0 | 0 | 115-C-1 | mntprog1 | 2018-07-14 |  | ND | SP00 | 822 | 1 | attagons | 2020-10-14 |  | 1002 | V | SPO | 32101513 | 32101513 | 75 | X | [6 empty] | 0 |  | 1 | THB | O |  | 0 | D | 0 |  |  |  |  | Non-Move | Non-Move | Non-Move
388543 | 03 | 75031700250 | CAPACITOR,220 V,32 MFD,SYLVANIA [5] | PT011 | PC | 133.5 | 60 | 0 | 0 | 10-C-6 | mntprog1 | 2018-07-14 |  | ND | SP00 | 811 | 1 | attagons | 2020-10-14 |  | 1002 | V | SPO | 32121500 | 32121500 | 75 | X | [6 empty] | 0 |  | 1 | THB | O |  | 0 | D | 0 |  |  |  |  | Non-Move | Non-Move | Non-Move
388544 | 03 | 75031702009 | PCB,FAST INPUTS INTERFACE CARD,MC-2009B | PT012 | PC | 16795.8 | 188 | 0 | 1 | 34-A-4 | mntprog1 | 2018-07-14 |  | VB | SP00 | 824 | 1 | attagons | 2020-10-14 |  | 1002 | V | SPO | 32101513 | 32101513 | 75 | X | [6 empty] | 0 |  | 1 | THB | O |  | 0 | D | 0 |  |  |  |  | Non-Move | Non-Move | Non-Move
388545 | 03 | 75031702503 | RECTIFIER,CCZRCS250D3,YASKAWA àÅÔ¡¼ÅÔ[9] | PT011 | PC | 3283.34 | 164 | 0 | 2 | 29-E-3 | mntprog1 | 2018-07-14 |  | ND | SP00 | 824 | 1 | attagons | 2020-10-14 | X | 1002 | V | SPO | 32121701 | 32121701 | 75 | X | [6 empty] | 0 |  | 1 | THB | O |  | 0 | D | 0 |  |  |  |  | Non-Move | Non-Move | Non-Move
388546 | 03 | 75031702754 | CAPPRIMARYFILTER'HORIBA'ENDA613 [ZN] | PT011 | ST | 8760 | 46 | 0 | 1 | W-36-C-7 | mntprog1 | 2018-07-14 |  | ZN | SP00 | 812 | 1 | mntprog1 | 2021-04-05 | X | 1002 | V | SPO | 39120000 | 39120000 | 75 | X | [6 empty] | 0 |  | 0 | THB | O |  | 0 | D | 0 |  |  |  |  | Non-Move | Non-Move | Non-Move
388547 | 03 | 75031703285 | PCB ,DCVR-1A,RELIANCE [wo] | PT012 | PC | 43648.73 | 79 | 1 | 2 | 114-D-3 | mntprog1 | 2018-07-14 |  | ND | SP00 | 824 | 1 | attagons | 2020-10-14 | X | 1002 | V | SPO | 32101513 | 32101513 | 75 | X | [6 empty] | 0 |  | 1 | THB | O |  | 0 | D | 0 |  |  |  |  | Non-Move | Non-Move | Non-Move
388548 | 03 | 75031704284 | PCB,CARD PG,PG-4284,PASABAN (MONTELEC) | PT012 | PC | 10741.5 | 2 | 0 | 1 | 34-A-4 | mntprog1 | 2018-07-14 |  | VB | SP00 | 824 | 1 | attagons | 2020-10-14 |  | 1002 | V | SPO | 32101513 | 32101513 | 75 | X | [6 empty] | 0 |  | 1 | THB | O |  | 0 | D | 0 |  |  |  |  | Non-Move | Non-Move | Non-Move
388549 | 03 | 75031705355 | DCS,PROCESS CONTROL.WITH PB DP,ACN MRG2 | PT012 | PC | 304000 | 41 | 0 | 1 | 113-E-8 | mntprog1 | 2018-07-14 |  | VB | SP00 | 824 | 1 | mntprog1 | 2021-01-21 |  | 1002 | V | SPO | 32152000 | 32152000 | 75 | X | [6 empty] | 0 |  | 1 | THB | O |  | 0 | D | 0 |  |  |  |  | Non-Move | Non-Move | Non-Move
388550 | 03 | 75031705615 | PCB,CARD ELECTRONICS,PSBD-5,RELIANCE [w | PT012 | PC | 81291.84 | 114 | 1 | 2 | 114-D-3 | mntprog1 | 2018-07-14 |  | ND | SP00 | 824 | 1 | attagons | 2020-10-14 | X | 1002 | V | SPO | 32101513 | 32101513 | 75 | X | [6 empty] | 0 |  | 1 | THB | O |  | 0 | D | 0 |  |  |  |  | Non-Move | Non-Move | Non-Move
388551 | 03 | 75031707030 | PCB,DIGITAL TENSION MEASURE CARD,EMGZ411 | PT012 | PC | 156000 | 142 | 0 | 1 | 114-E-2 | mntprog1 | 2018-07-14 |  | VB | SP00 | 824 | 1 | attagons | 2020-10-14 | X | 1002 | V | SPO | 32101513 | 32101513 | 75 | X | [6 empty] | 0 |  | 1 | THB | O |  | 0 | D | 0 |  |  |  |  | Non-Move | Non-Move | Non-Move
388552 | 03 | 75031707512 | INVERTER,CARD,TRBD-2,RELIANCE {ZN} | PT012 | PC | 120000 | 72 | 0 | 2 | W1-B-4 | mntprog1 | 2018-07-14 |  | ZN | SP00 | 821 | 1 | mntprog1 | 2021-04-09 | X | 1002 | V | SPO | 39122001 | 39122001 | 75 | X | [6 empty] | 0 |  | 0 | THB | O |  | 0 | D | 0 |  |  |  |  | Non-Move | Non-Move | Non-Move
388553 | 03 | 75031708522 | INVERTER,CARD,VRC2',RELIANCE {ZN} | PT012 | PC | 28000.33 | 49 | 0 | 3 | W1-B-4 | mntprog1 | 2018-07-14 |  | ZN | SP00 | 821 | 1 | mntprog1 | 2021-04-09 | X | 1002 | V | SPO | 39122001 | 39122001 | 75 | X | [6 empty] | 0 |  | 0 | THB | O |  | 0 | D | 0 |  |  |  |  | Non-Move | Non-Move | Non-Move
388554 | 03 | 75031720320 | INVERTER ACS800-04-0009-3,ABB PM17 | PT010 | PC | 54200 | 60 | 0 | 1 | AIR8-FLOOR | mntprog1 | 2018-07-14 |  | VB | SP00 | 821 | 1 | mntprog1 | 2021-02-04 |  | 1002 | V | SPO |  | 39122001 | 75 | [7 empty] | 0 |  | 1 | THB | O |  | 0 | D | 0 |  |  |  |  | Non-Move | Non-Move | Non-Move
388555 | 03 | 75031721320 | INVERTER ACS800-04-0035-3,ABB PM17 | PT010 | PC | 123500 | 60 | 0 | 1 | AIR-8-A-3 | mntprog1 | 2018-07-14 |  | VB | SP00 | 821 | 1 | mntprog1 | 2021-02-04 |  | 1002 | V | SPO |  | 39122001 | 75 | [7 empty] | 0 |  | 1 | THB | O |  | 0 | D | 0 |  |  |  |  | Non-Move | Non-Move | Non-Move
388556 | 03 | 75031722320 | INVERTER ACS800-04-0075-3,ABB PM17 | PT010 | PC | 245000 | 60 | 0 | 1 | AIR8-FLOOR | mntprog1 | 2018-07-14 |  | VB | SP00 | 821 | 1 | mntprog1 | 2021-02-04 |  | 1002 | V | SPO |  | 39122001 | 75 | [7 empty] | 0 |  | 1 | THB | O |  | 0 | D | 0 |  |  | 75031722320 | 75031722320 | Move | Move | Move
388557 | 03 | 75031723320 | INVERTER ACS800-04-0165-3,ABB PM17 | PT010 | PC | 377000 | 60 | 0 | 1 | DRIVE PM17 | mntprog1 | 2018-07-14 |  | VB | SP00 | 821 | 1 | mntprog1 | 2021-02-04 |  | 1002 | V | SPO |  | 39122001 | 75 | [7 empty] | 0 |  | 1 | THB | O |  | 0 | D | 0 |  |  |  |  | Non-Move | Non-Move | Non-Move
388558 | 03 | 75031724320 | INVERTER ACS800-04-0260-3,ABB PM17 | PT010 | PC | 460000 | 60 | 0 | 1 | PM.1DRIVE | mntprog1 | 2018-07-14 |  | VB | SP00 | 821 | 1 | mntprog1 | 2021-02-04 |  | 1002 | V | SPO |  | 39122001 | 75 | [7 empty] | 0 |  | 1 | THB | O |  | 0 | D | 0 |  |  |  |  | Non-Move | Non-Move | Non-Move
388559 | 03 | 75031800130 | ANALOG OUTPUT 6ES7332-5HF00-0AB0,PRO | PT010 | PC | 51480 | 60 | 0 | 1 | NEW STOCK | mntprog1 | 2018-07-14 |  | VB | SP00 | 824 | 1 | mntprog1 | 2021-02-04 |  | 1003 | V | SPO |  | 23150000 | 75 | [7 empty] | 0 |  | 1 | THB | O |  | 0 | D | 0 |  |  |  |  | Non-Move | Non-Move | Non-Move
388560 | 03 | 75031812006 | PLC,COM CAN,MC-2006,MONTELEC àÅÔ¡[9] | PT012 | PC | 37790.5 | 60 | 0 | 0 | 33-C-4 | mntprog1 | 2018-07-14 |  | ND | SP00 | 824 | 1 | attagons | 2020-10-14 |  | 1002 | V | SPO | 32151700 | 32151700 | 75 | X | [6 empty] | 0 |  | 1 | THB | O |  | 0 | D | 0 |  |  |  |  | Non-Move | Non-Move | Non-Move
388561 | 03 | 75031823000 | PLC,CPU CARD,MTC-3000,MONTELEC | PT012 | PC | 88800 | 2 | 0 | 1 | 33-B-4 | mntprog1 | 2018-07-14 |  | VB | SP00 | 824 | 1 | attagons | 2020-10-14 |  | 1002 | V | SPO | 32151700 | 32151700 | 75 | X | [6 empty] | 0 |  | 1 | THB | O |  | 0 | D | 0 |  |  |  |  | Non-Move | Non-Move | Non-Move
388562 | 03 | 75031832001 | PLC,DRIVE CONTROL,MC-2001,MONTELEC àÅ[9] | PT012 | PC | 70308 | 51 | 0 | 0 | 33-B-4 | mntprog1 | 2018-07-14 |  | ND | SP00 | 824 | 1 | attagons | 2020-10-14 |  | 1002 | V | SPO | 32151700 | 32151700 | 75 | X | [6 empty] | 0 |  | 1 | THB | O |  | 0 | D | 0 |  |  |  |  | Non-Move | Non-Move | Non-Move
388563 | 03 | 75031842008 | PLC,FAST I/O CARD,MC-2008,MONTELEC [9] | PT012 | PC | 44137.8 | 2 | 0 | 0 | 34-A-4 | mntprog1 | 2018-07-14 |  | ND | SP00 | 824 | 1 | attagons | 2020-10-14 |  | 1002 | V | SPO | 32151700 | 32151700 | 75 | X | [6 empty] | 0 |  | 1 | THB | O |  | 0 | D | 0 |  |  |  |  | Non-Move | Non-Move | Non-Move
388564 | 03 | 75031853216 | CARBON BRUSH,N48,32X16X40 MM | PT011 | PC | 780 | 65 | 10 | 60 | 25-D-6 | mntprog1 | 2018-07-14 |  | VB | SP00 | 821 | 1 | attagons | 2020-10-14 |  | 1002 | V | SPO | 26101404 | 26101404 | 75 | X | [6 empty] | 0 |  | 1 | THB | O |  | 0 | D | 0 |  |  |  |  | Non-Move | Non-Move | Non-Move
388565 | 03 | 75031853225 | CARBON BRUSH,N48,32X25X47 MM [5] | PT011 | PC | 1000 | 66 | 6 | 20 | 25-D-6 | mntprog1 | 2018-07-14 |  | ND | SP00 | 821 | 1 | attagons | 2020-10-14 |  | 1002 | V | SPO | 26101404 | 26101404 | 75 | X | [6 empty] | 0 |  | 1 | THB | O |  | 0 | D | 0 |  |  |  |  | Non-Move | Non-Move | Non-Move
388566 | 03 | 75031862003 | PLC,POWER SUPP. CARD,MC-2003,MONTELEC [9 | PT012 | PC | 31350 | 2 | 0 | 0 | 33-C-4 | mntprog1 | 2018-07-14 |  | ND | SP00 | 824 | 1 | attagons | 2020-10-14 |  | 1002 | V | SPO | 32151700 | 32151700 | 75 | X | [6 empty] | 0 |  | 1 | THB | O |  | 0 | D | 0 |  |  |  |  | Non-Move | Non-Move | Non-Move
388567 | 03 | 75031863216 | CARBON BRUSH,EG260,32X16X40 MM {ZN} | PT011 | PC | 390.33 | 67 | 0 | 70 | W1-E-3 | mntprog1 | 2018-07-14 |  | ZN | SP00 | 822 | 1 | mntprog1 | 2021-04-05 |  | 1002 | V | SPO | 26101404 | 26101404 | 75 | X | [6 empty] | 0 |  | 0 | THB | O |  | 0 | D | 0 |  |  |  |  | Non-Move | Non-Move | Non-Move
388568 | 03 | 75031863220 | CARBON BRUSH,N48,32X20X40 MM,IBS-10740 | PT011 | PC | 838.59 | 67 | 48 | 64 | 25-D-5 | mntprog1 | 2018-07-14 |  | VB | SP00 | 821 | 1 | attagons | 2020-10-14 |  | 1002 | V | SPO | 26101404 | 26101404 | 75 | X | [6 empty] | 0 |  | 1 | THB | O |  | 0 | D | 0 |  |  |  |  | Non-Move | Non-Move | Non-Move
388569 | 03 | 75031864008 | CARBON BRUSH,N48,8X32X37 MM | PT011 | PC | 780 | 0 | 24 | 32 | 25-D-3 | mntprog1 | 2018-07-14 |  | VB | SP00 | 821 | 1 | attagons | 2020-10-14 |  | 1002 | V | SPO | 26101404 | 26101404 | 75 | X | [6 empty] | 0 |  | 1 | THB | O |  | 0 | D | 0 |  |  |  |  | Non-Move | Non-Move | Non-Move
388570 | 03 | 75031864010 | CARBON BRUSH,N48,8X32X40 MM | PT011 | PC | 779.76 | 50 | 12 | 34 | 25-D-3 | mntprog1 | 2018-07-14 |  | VB | SP00 | 821 | 1 | attagons | 2020-10-14 |  | 1002 | V | SPO | 26101404 | 26101404 | 75 | X | [6 empty] | 0 |  | 1 | THB | O |  | 0 | D | 0 |  |  | 75031864010 | 75031864010 | Move | Move | Move
388571 | 03 | 75031864017 | CARBON BRUSH,N48,10X32X37 MM | PT011 | PC | 840 | 60 | 20 | 50 | 25-D-2 | mntprog1 | 2018-07-14 |  | VB | SP00 | 821 | 1 | attagons | 2020-10-14 |  | 1002 | V | SPO | 26101404 | 26101404 | 75 | X | [6 empty] | 0 |  | 1 | THB | O |  | 0 | D | 0 |  |  |  |  | Non-Move | Non-Move | Non-Move
388572 | 03 | 75031864020 | CARBON BRUSH,N48,(2)10X32X40 MM | PT011 | PC | 840 | 0 | 4 | 8 | 25-D-4 | mntprog1 | 2018-07-14 |  | VB | SP00 | 821 | 1 | attagons | 2020-10-14 |  | 1002 | V | SPO | 26101404 | 26101404 | 75 | X | [6 empty] | 0 |  | 1 | THB | O |  | 0 | D | 0 |  |  |  |  | Non-Move | Non-Move | Non-Move
388573 | 03 | 75031864027 | MOTOR BRUSH,N48,10x32x47mm | PT011 | PC | 940 | 0 | 12 | 48 | 25-D-1 | mntprog1 | 2018-07-14 |  | VB | SP00 | 821 | 1 | attagons | 2020-10-14 | X | 1002 | V | SPO | 26101404 | 26101404 | 75 | X | [6 empty] | 0 |  | 1 | THB | O |  | 0 | D | 0 |  |  |  |  | Non-Move | Non-Move | Non-Move
388574 | 03 | 75031864037 | CARBON BRUSH,N48,12.5X32X47 MM | PT011 | PC | 1000 | 45 | 12 | 20 | 25-D-1 | mntprog1 | 2018-07-14 |  | VB | SP00 | 821 | 1 | mntprog1 | 2021-03-04 |  | 1002 | V | SPO | 26101404 | 26101404 | 75 | X | [6 empty] | 0 |  | 1 | THB | O |  | 0 | D | 0 |  |  |  |  | Non-Move | Non-Move | Non-Move
388575 | 03 | 75031864040 | CARBON BRUSH,N48,16X20X35 MM [5] | PT011 | PC | 520 | 60 | 0 | 2 | 25-D-4 | mntprog1 | 2018-07-14 |  | ND | SP00 | 821 | 1 | attagons | 2020-10-14 | X | 1002 | V | SPO | 26101404 | 26101404 | 75 | X | [6 empty] | 0 |  | 1 | THB | O |  | 0 | D | 0 |  |  |  |  | Non-Move | Non-Move | Non-Move
388576 | 03 | 75031866543 | MOTOR,GEAR CYCLO DRIVE,V633/4,SUMI [5] | PT011 | PC | 8910 | 60 | 0 | 2 | 114-C-3 | mntprog1 | 2018-07-14 |  | ND | SP00 | 846 | 1 | attagons | 2020-10-14 |  | 1002 | V | SPO | 26101400 | 26101400 | 75 | X | [6 empty] | 0 |  | 1 | THB | O |  | 0 | D | 0 |  |  |  |  | Non-Move | Non-Move | Non-Move
388577 | 03 | 75031872042 | PLC,PROFEBUS DP COMMUNICATION CARD àÅ[9] | PT012 | PC | 136000 | 45 | 0 | 0 | 34-A-4 | mntprog1 | 2018-07-14 |  | ND | SP00 | 824 | 1 | attagons | 2020-10-14 |  | 1002 | V | SPO | 32151700 | 32151700 | 75 | X | [6 empty] | 0 |  | 1 | THB | O |  | 0 | D | 0 |  |  |  |  | Non-Move | Non-Move | Non-Move
388578 | 03 | 75031915000 | CALBLE CARRIES, 9.5 X 8 CM X 5 MM. | PT011 | PC | 1200 | 60 | 0 | 16 | 22-A-7 | mntprog1 | 2018-07-14 |  | VB | SP00 | 834 | 1 | attagons | 2020-10-14 |  | 1002 | V | SPO | 39120000 | 39120000 | 75 | X | [6 empty] | 0 |  | 1 | THB | O |  | 0 | D | 0 |  |  |  |  | Non-Move | Non-Move | Non-Move
388579 | 03 | 75031915002 | CABLING,TROLLEY WHEELS BRG.40X80X70MM,[9 | PT011 | PC | 700 | 60 | 0 | 0 | 22-A-6 | mntprog1 | 2018-07-14 |  | ND | SP00 | 834 | 1 | attagons | 2020-10-14 |  | 1002 | V | SPO | 39131700 | 39131700 | 75 | X | [6 empty] | 0 |  | 1 | THB | O |  | 0 | D | 0 |  |  |  |  | Non-Move | Non-Move | Non-Move
388580 | 03 | 75031915025 | CABLE,CONTROL,PCN-1H50,(125V/1A 50P) [8] | PT011 | ST | 5573.03 | 65 | 0 | 1 | 33-D-5 | mntprog1 | 2018-07-14 |  | ND | SP00 | 811 | 1 | mntprog1 | 2021-01-08 |  | 1002 | V | SPO | 26121603 | 26121603 | 75 | X | [6 empty] | 0 |  | 0 | THB | O |  | 0 | D | 0 |  |  |  |  | Non-Move | Non-Move | Non-Move
388581 | 03 | 75031915201 | PLC,CALBLE LINK,JZMSZW20-1 (0.5M) [ZN] | PT011 | PC | 5980 | 90 | 1 | 3 | W5-,A2-D-6 | mntprog1 | 2018-07-14 |  | ZN | SP00 | 824 | 1 | mntprog1 | 2021-04-05 | X | 1002 | V | SPO | 32151700 | 32151700 | 75 | X | [6 empty] | 0 |  | 0 | THB | O |  | 0 | D | 0 |  |  |  |  | Non-Move | Non-Move | Non-Move
388582 | 03 | 75031915215 | FIBERopticCABLE'ABB'TK811V015,1.5mDUPLEX | PT011 | PC | 3500 | 0 | 1 | 2 | 33-C-2 | mntprog1 | 2018-07-14 |  | VB | SP00 | 824 | 1 | attagons | 2020-10-14 | X | 1002 | V | SPO | 32152000 | 32152000 | 75 | X | [6 empty] | 0 |  | 1 | THB | O |  | 0 | D | 0 |  |  |  |  | Non-Move | Non-Move | Non-Move
388583 | 03 | 75031950001 | DC MOTOR CTRL,CARD,46HD-10,SAKAC,{ZN} | PT011 | ST | 5000 | 0 | 0 | 2 | W1-C-1 | mntprog1 | 2018-07-14 |  | ZN | SP00 | 821 | 1 | mntprog1 | 2021-04-05 |  | 1002 | V | SPO | 39122002 | - | 75 | X | [6 empty] | 0 |  | 0 | THB | O |  | 0 | D | 0 |  |  |  |  | Non-Move | Non-Move | Non-Move
388584 | 03 | 75031950004 | PCB,POWER MODULE,JP-CC-P023,YASKAWA,{ZN} | PT011 | PC | 12116 | 0 | 0 | 1 | W3-D-5 | mntprog1 | 2018-07-14 |  | ZN | SP00 |  | 1 | mntprog1 | 2021-04-05 |  | 1002 | V | SPO | 32101513 | - | 75 | X | [6 empty] | 0 |  | 0 | THB | O |  | 0 | D | 0 |  |  |  |  | Non-Move | Non-Move | Non-Move
388585 | 03 | 75031950005 | PCB,POWER MOUDLE,JP-DC-P028,YASKAWA,{ZN} | PT011 | PC | 12116 | 0 | 0 | 1 | W3-D-6 | mntprog1 | 2018-07-14 |  | ZN | SP00 |  | 1 | mntprog1 | 2021-04-05 |  | 1002 | V | SPO | 32101513 | - | 75 | X | [6 empty] | 0 |  | 0 | THB | O |  | 0 | D | 0 |  |  |  |  | Non-Move | Non-Move | Non-Move
388586 | 03 | 75031950006 | PSU,JP-DC-P030,YASKAWA, {ZN} | PT011 | PC | 12116 | 0 | 0 | 1 | W3-D-6 | mntprog1 | 2018-07-14 |  | ZN | SP00 | 824 | 1 | mntprog1 | 2021-04-05 |  | 1002 | V | SPO | 39121004 | - | 75 | X | [6 empty] | 0 |  | 0 | THB | O |  | 0 | D | 0 |  |  |  |  | Non-Move | Non-Move | Non-Move
388587 | 03 | 75031950007 | DC MOTOR CTRL,CARD,JP-DC-C036, [ZN] | PT011 | PC | 88756.05 | 0 | 0 | 1 | W3-D-7 | mntprog1 | 2018-07-14 |  | ZN | SP00 | 821 | 1 | mntprog1 | 2021-04-05 |  | 1002 | V | SPO | 39122002 | - | 75 | X | [6 empty] | 0 |  | 0 | THB | O |  | 0 | D | 0 |  |  |  |  | Non-Move | Non-Move | Non-Move
388588 | 03 | 75031952002 | PLC,C200H-AD002,OMRON | PT011 | PC | 37425 | 34 | 0 | 1 | 75-C-6 | mntprog1 | 2018-07-14 |  | VB | SP00 | 824 | 1 | attagons | 2020-10-14 | X | 1002 | V | SPO | 32151700 | 32151700 | 75 | X | [6 empty] | 0 |  | 1 | THB | O |  | 0 | D | 0 |  |  |  |  | Non-Move | Non-Move | Non-Move
388590 | 03 | 75031952130 | DCS,PROCESSOR CARD DCS,PSI630 (COS2),{ZN | PT011 | PC | 194853.1 | 0 | 0 | 1 | W2-C-2 | mntprog1 | 2018-07-14 |  | ZN | SP00 | 824 | 1 | mntprog1 | 2021-04-05 | X | 1002 | V | SPO | 32152000 | 32152000 | 75 | X | [6 empty] | 0 |  | 0 | THB | O |  | 0 | D | 0 |  |  |  |  | Non-Move | Non-Move | Non-Move
388591 | 03 | 75031952150 | DCS,CARD PIO INTERFACE,PCI650 {ZN} | PT011 | PC | 146646.2 | 0 | 0 | 1 | W2-C-1 | mntprog1 | 2018-07-14 |  | ZN | SP00 | 824 | 1 | mntprog1 | 2021-04-05 | X | 1002 | V | SPO | 32152000 | 32152000 | 75 | X | [6 empty] | 0 |  | 0 | THB | O |  | 0 | D | 0 |  |  |  |  | Non-Move | Non-Move | Non-Move
388592 | 03 | 75031952202 | PLC,C200H-LK202-V1,OMRON [5] | PT011 | PC | 15710 | 27 | 0 | 1 | 35-E-7 | mntprog1 | 2018-07-14 |  | ND | SP00 | 824 | 1 | attagons | 2020-10-14 | X | 1002 | V | SPO | 32151700 | 32151700 | 75 | X | [6 empty] | 0 |  | 1 | THB | O |  | 0 | D | 0 |  |  |  |  | Non-Move | Non-Move | Non-Move
388593 | 03 | 75031961301 | PLC,WD30-ME01,OMRON | PT011 | UT | 42900 | 0 | 0 | 1 | 33-E-7 | mntprog1 | 2018-07-14 |  | VB | SP00 | 824 | 1 | attagons | 2020-10-14 |  | 1002 | V | SPO | 32151700 | 32151700 | 75 | X | [6 empty] | 0 |  | 1 | THB | O |  | 0 | D | 0 |  |  |  |  | Non-Move | Non-Move | Non-Move
388594 | 03 | 75031961302 | PLC,WIRELESS SLAVE,WD30-SE01,OMRON | PT011 | UT | 42900 | 75 | 0 | 1 | 35-C-8 | mntprog1 | 2018-07-14 |  | VB | SP00 | 824 | 1 | attagons | 2020-10-14 | X | 1002 | V | SPO | 32151700 | 32151700 | 75 | X | [6 empty] | 0 |  | 1 | THB | O |  | 0 | D | 0 |  |  |  |  | Non-Move | Non-Move | Non-Move
388595 | 03 | 75031961321 | PLC,CS1W-DRM21-VI,OMRON [5] | PT011 | PC | 16740 | 0 | 0 | 1 | 76-E-4 | mntprog1 | 2018-07-14 |  | ND | SP00 | 824 | 1 | attagons | 2020-10-14 | X | 1002 | V | SPO | 32151700 | 32151700 | 75 | X | [6 empty] | 0 |  | 1 | THB | O |  | 0 | D | 0 |  |  |  |  | Non-Move | Non-Move | Non-Move
388596 | 03 | 75031961702 | PLC,DRT2-DA02,OMRON [8] | PT011 | PC | 12500 | 0 | 0 | 1 | 76-E-6 | mntprog1 | 2018-07-14 |  | ND | SP00 | 824 | 1 | mntprog1 | 2021-01-08 | X | 1002 | V | SPO | 32151700 | 32151700 | 75 | X | [6 empty] | 0 |  | 0 | THB | O |  | 0 | D | 0 |  |  |  |  | Non-Move | Non-Move | Non-Move
388597 | 03 | 75031961704 | PLC,DRT2-AD04,OMRON [8] | PT011 | PC | 12400 | 0 | 0 | 1 | 76-E-4 | mntprog1 | 2018-07-14 |  | ND | SP00 | 824 | 1 | mntprog1 | 2021-01-08 | X | 1002 | V | SPO | 32151700 | 32151700 | 75 | X | [6 empty] | 0 |  | 0 | THB | O |  | 0 | D | 0 |  |  |  |  | Non-Move | Non-Move | Non-Move
388598 | 03 | 75031961716 | PLC,OUTPUT,DRT2-OD16,OMRON [8] | PT011 | PC | 7696.5 | 45 | 0 | 1 | 76-E-3 | mntprog1 | 2018-07-14 |  | ND | SP00 | 824 | 1 | mntprog1 | 2021-01-08 | X | 1002 | V | SPO | 32151700 | 32151700 | 75 | X | [6 empty] | 0 |  | 0 | THB | O |  | 0 | D | 0 |  |  |  |  | Non-Move | Non-Move | Non-Move
388599 | 03 | 75031962700 | DCS,CARD DCS AI,EDB700,HITACHI,{ZN} | PT011 | PC | 16783.38 | 30 | 1 | 2 | W1-B-7 | mntprog1 | 2018-07-14 |  | ZN | SP00 |  | 1 | mntprog1 | 2021-04-05 | X | 1002 | V | SPO | 32152000 | 32152000 | 75 | X | [6 empty] | 0 |  | 0 | THB | O |  | 0 | D | 0 |  |  |  |  | Non-Move | Non-Move | Non-Move
388600 | 03 | 75031962810 | DCS,CARD-AI,AAM10,YOKOGAWA [5] | PT011 | PC | 18300 | 60 | 1 | 2 | 76-E-7 | mntprog1 | 2018-07-14 |  | ND | SP00 | 824 | 1 | attagons | 2020-10-14 |  | 1002 | V | SPO | 32152000 | 32152000 | 75 | X | [6 empty] | 0 |  | 1 | THB | O |  | 0 | D | 0 |  |  |  |  | Non-Move | Non-Move | Non-Move
388601 | 03 | 75031962950 | DCS,CARD-AO,AAM50,YOKOGAWA [5] | PT011 | PC | 25270 | 60 | 1 | 2 | 33-C-6 | mntprog1 | 2018-07-14 |  | ND | SP00 | 824 | 1 | attagons | 2020-10-14 |  | 1002 | V | SPO | 32152000 | 32152000 | 75 | X | [6 empty] | 0 |  | 1 | THB | O |  | 0 | D | 0 |  |  |  |  | Non-Move | Non-Move | Non-Move
388602 | 03 | 75031963301 | CARD FBM010-20MA INPUT MODEL:P0400DA [8] | PT011 | PC | 45600 | 0 | 0 | 1 | 34-D-7 | mntprog1 | 2018-07-14 |  | ND | SP00 | 824 | 1 | attagons | 2020-10-14 |  | 1002 | V | SPO | 32152000 | 32152000 | 75 | X | [6 empty] | 0 |  | 1 | THB | O |  | 0 | D | 0 |  |  |  |  | Non-Move | Non-Move | Non-Move
388603 | 03 | 75031963324 | CARD FBM24 125VDC IN/OUT, DM900HT, [ZN] | PT011 | PC | 89900 | 0 | 0 | 1 | W5-1-D-4 | mntprog1 | 2018-07-14 |  | ZN | SP00 | 824 | 1 | mntprog1 | 2021-04-05 | X | 1002 | V | SPO | 32152000 | 32152000 | 75 | X | [6 empty] | 0 |  | 0 | THB | O |  | 0 | D | 0 |  |  |  |  | Non-Move | Non-Move | Non-Move
388604 | 03 | 75031963326 | CARD FBM26 125VDC IN/OUT,DM900HU [ZN] | PT011 | PC | 103000 | 0 | 0 | 1 | W5-1-D-3 | mntprog1 | 2018-07-14 |  | ZN | SP00 | 824 | 1 | mntprog1 | 2021-04-05 | X | 1002 | V | SPO | 32152000 | 32152000 | 75 | X | [6 empty] | 0 |  | 0 | THB | O |  | 0 | D | 0 |  |  |  |  | Non-Move | Non-Move | Non-Move
388605 | 03 | 75031963327 | CARD FBM27 125V.EXPAN.IN/OUT,DM900NY [ZN | PT011 | PC | 89300 | 0 | 0 | 1 | W5-B-4 | mntprog1 | 2018-07-14 |  | ZN | SP00 | 824 | 1 | mntprog1 | 2021-04-05 | X | 1002 | V | SPO | 32152000 | 32152000 | 75 | X | [6 empty] | 0 |  | 0 | THB | O |  | 0 | D | 0 |  |  |  |  | Non-Move | Non-Move | Non-Move
388606 | 03 | 75031963640 | DCS,CARD,DMP640,HITACHI, {ZN} | PT011 | PC | 58536.95 | 0 | 0 | 1 | W1-C-8 | mntprog1 | 2018-07-14 |  | ZN | SP00 | 824 | 1 | mntprog1 | 2021-04-05 | X | 1002 | V | SPO | 32152000 | 32152000 | 75 | X | [6 empty] | 0 |  | 0 | THB | O |  | 0 | D | 0 |  |  |  |  | Non-Move | Non-Move | Non-Move
388607 | 03 | 75031963700 | DCS,ANALOG INPUT,PAB700, {ZN} | PT011 | PC | 552961.5 | 0 | 0 | 1 | W1-A-7 | mntprog1 | 2018-07-14 |  | ZN | SP00 | 824 | 1 | mntprog1 | 2021-04-05 | X | 1002 | V | SPO | 32152000 | 32152000 | 75 | X | [6 empty] | 0 |  | 0 | THB | O |  | 0 | D | 0 |  |  |  |  | Non-Move | Non-Move | Non-Move
388608 | 03 | 75031963750 | DCS,CARD MODULE PIM-AH REMOTE INPUT {ZN} | PT011 | PC | 11140.25 | 0 | 0 | 2 | W1-D-8 | mntprog1 | 2018-07-14 |  | ZN | SP00 | 824 | 1 | mntprog1 | 2021-04-05 | X | 1002 | V | SPO | 32152000 | 32152000 | 75 | X | [6 empty] | 0 |  | 0 | THB | O |  | 0 | D | 0 |  |  |  |  | Non-Move | Non-Move | Non-Move
388609 | 03 | 75031963752 | DCS,CARD,POWER SUPPLY,PSM-A2, {ZN} | PT011 | PC | 13773.4 | 0 | 0 | 1 | W1-B-7 | mntprog1 | 2018-07-14 |  | ZN | SP00 | 824 | 1 | mntprog1 | 2021-04-05 | X | 1002 | V | SPO | 32152000 | 32152000 | 75 | X | [6 empty] | 0 |  | 0 | THB | O |  | 0 | D | 0 |  |  |  |  | Non-Move | Non-Move | Non-Move
388610 | 03 | 75031963755 | DCS,CARD MODULE POM-RBH REMOTE, {ZN} | PT011 | PC | 11140.25 | 0 | 0 | 2 | W1-B-7 | mntprog1 | 2018-07-14 |  | ZN | SP00 | 824 | 1 | mntprog1 | 2021-04-05 | X | 1002 | V | SPO | 32152000 | 32152000 | 75 | X | [6 empty] | 0 |  | 0 | THB | O |  | 0 | D | 0 |  |  |  |  | Non-Move | Non-Move | Non-Move
388611 | 03 | 75031963766 | DCS,CARD MODULE RIOH-TL REMOTE I/O {ZN} | PT011 | PC | 27546.8 | 0 | 0 | 2 | W1-C-8 | mntprog1 | 2018-07-14 |  | ZN | SP00 | 824 | 1 | mntprog1 | 2021-04-05 | X | 1002 | V | SPO | 32152000 | 32152000 | 75 | X | [6 empty] | 0 |  | 0 | THB | O |  | 0 | D | 0 |  |  |  |  | Non-Move | Non-Move | Non-Move
388612 | 03 | 75031964700 | DCS,CARD,PAC700,HITACHI, {ZN} | PT011 | PC | 146646.2 | 0 | 0 | 1 | W5-1-C-2 | mntprog1 | 2018-07-14 |  | ZN | SP00 | 824 | 1 | mntprog1 | 2021-04-05 | X | 1002 | V | SPO | 32152000 | 32152000 | 75 | X | [6 empty] | 0 |  | 0 | THB | O |  | 0 | D | 0 |  |  |  |  | Non-Move | Non-Move | Non-Move
388613 | 03 | 75031972700 | DCS,CARD DCS AO,EAO700,HITACHI, {ZN} | PT011 | PC | 123074 | 30 | 0 | 3 | W5-1-C-1 | mntprog1 | 2018-07-14 |  | ZN | SP00 |  | 1 | mntprog1 | 2021-04-05 | X | 1002 | V | SPO | 32152000 | 32152000 | 75 | X | [6 empty] | 0 |  | 0 | THB | O |  | 0 | D | 0 |  |  |  |  | Non-Move | Non-Move | Non-Move
388614 | 03 | 75031972741 | DCS,ANALOG INPUT CARD,AAI141-S53/A4S00 | PT011 | ST | 112950 | 0 | 0 | 1 | 34-D-5 | mntprog1 | 2018-07-14 |  | VB | SP00 | 824 | 1 | attagons | 2020-10-14 |  | 1002 | V | SPO | 32152000 | 32152000 | 75 | X | [6 empty] | 0 |  | 1 | THB | O |  | 0 | D | 0 |  |  |  |  | Non-Move | Non-Move | Non-Move
388615 | 03 | 75031972751 | DCS,CARD DI,ADV161P01,YOKOGAWA | PT011 | ST | 36750 | 65 | 0 | 1 | 34-D-6 | mntprog1 | 2018-07-14 |  | VB | SP00 | 824 | 1 | attagons | 2020-10-14 | X | 1002 | V | SPO | 32152000 | 32152000 | 75 | X | [6 empty] | 0 |  | 1 | THB | O |  | 0 | D | 0 |  |  |  |  | Non-Move | Non-Move | Non-Move
388616 | 03 | 75031972761 | DCS,CARD DO,ADV561P01,YOKOGAWA [SD] | PT011 | ST | 36540 | 0 | 0 | 1 | 34-D-7 | mntprog1 | 2018-07-14 |  | VB | SP00 | 824 | 1 | mntprog1 | 2021-04-05 | X | 1002 | V | SPO | 32152000 | 32152000 | 75 | X | [6 empty] | 0 |  | 1 | THB | O |  | 0 | D | 0 |  |  |  |  | Non-Move | Non-Move | Non-Move
388617 | 03 | 75031972841 | DCS,CARD AI/AO,AAI841 S03/A4S00,YOKOGAWA | PT011 | ST | 112950 | 0 | 0 | 1 | 33-D-7 | mntprog1 | 2018-07-14 |  | VB | SP00 | 824 | 1 | mntprog1 | 2020-10-16 |  | 1002 | V | SPO | 32152000 | 32152000 | 75 | X | [6 empty] | 0 |  | 1 | THB | O |  | 0 | D | 0 |  |  |  |  | Non-Move | Non-Move | Non-Move
388618 | 03 | 75031980700 | DCS,CARD MODULE RESISTANCE/TEMP CON.,{ZN | PT011 | PC | 33218.2 | 0 | 0 | 2 | W5-1-C-1 | mntprog1 | 2018-07-14 |  | ZN | SP00 | 824 | 1 | mntprog1 | 2021-04-05 | X | 1002 | V | SPO | 32152000 | 32152000 | 75 | X | [6 empty] | 0 |  | 0 | THB | O |  | 0 | D | 0 |  |  |  |  | Non-Move | Non-Move | Non-Move
388619 | 03 | 75031980710 | DCS,CARD MODULE,EIC710 ISOLATE {ZN} | PT011 | PC | 27546.8 | 0 | 0 | 1 | W5-1-D-1 | mntprog1 | 2018-07-14 |  | ZN | SP00 | 824 | 1 | mntprog1 | 2021-04-05 | X | 1002 | V | SPO | 32152000 | 32152000 | 75 | X | [6 empty] | 0 |  | 0 | THB | O |  | 0 | D | 0 |  |  |  |  | Non-Move | Non-Move | Non-Move
388620 | 03 | 75032000002 | PCB,CONTROL CARD,SAFT 136 CTS,PB11 (5) | PT010 | PC | 5000 | 30 | 0 | 1 | AIR 1-C-5 | mntprog1 | 2018-07-14 |  | ND | SP00 | 824 | 1 | mntprog1 | 2021-02-04 |  | 1002 | V | SPO | 32101513 | 32101513 | 75 | X | [6 empty] | 0 |  | 1 | THB | O |  | 0 | D | 0 |  |  |  |  | Non-Move | Non-Move | Non-Move
388621 | 03 | 75032000003 | PCB,CONTROL CARD,MPK111,PB11 (5) | PT010 | PC | 10000 | 30 | 0 | 2 | AIR 7-C-2 | mntprog1 | 2018-07-14 |  | ND | SP00 |  | 1 | mntprog1 | 2021-02-04 | X | 1002 | V | SPO | 32101513 | 32101513 | 75 | X | [6 empty] | 0 |  | 1 | THB | O |  | 0 | D | 0 |  |  |  |  | Non-Move | Non-Move | Non-Move
388622 | 03 | 75032000004 | PSU,CARD SUPERV.''MPK115010V3,PB11 (5) | PT010 | PC | 2500 | 30 | 0 | 4 | AIR 5-C-2 | mntprog1 | 2018-07-14 |  | ND | SP00 | 824 | 1 | mntprog1 | 2021-02-04 | X | 1002 | V | SPO | 39121004 | 39121004 | 75 | X | [6 empty] | 0 |  | 1 | THB | O |  | 0 | D | 0 |  |  |  |  | Non-Move | Non-Move | Non-Move
388623 | 03 | 75032000007 | SERVO,CONTROL,SMART TOUCH PANEL 7" FGI | PT011 | ST | 66500 | 60 | 0 | 1 | 33-D-8 | mntprog1 | 2018-07-14 |  | VB | SP00 | 824 | 1 | attagons | 2020-10-14 |  | 1002 | V | SPO | 39122003 | 39122003 | 75 | X | [6 empty] | 0 |  | 1 | THB | O |  | 0 | D | 0 |  |  |  |  | Non-Move | Non-Move | Non-Move
388624 | 03 | 75032000008 | PCB,CONTROL CARD,SAFT 132 CBS,PB11 (5) | PT010 | PC | 5000 | 30 | 0 | 1 | AIR 1-C-5 | mntprog1 | 2018-07-14 |  | ND | SP00 | 824 | 1 | mntprog1 | 2021-02-04 |  | 1002 | V | SPO | 32101513 | 32101513 | 75 | X | [6 empty] | 0 |  | 1 | THB | O |  | 0 | D | 0 |  |  |  |  | Non-Move | Non-Move | Non-Move
388625 | 03 | 75032000010 | PCB,CONTROL CARD,SAFT 136 CTS,PB11 (5) | PT010 | PC | 5000 | 30 | 0 | 1 | AIR 7-E-4 | mntprog1 | 2018-07-14 |  | ND | SP00 | 824 | 1 | mntprog1 | 2021-02-04 |  | 1002 | V | SPO | 32101513 | 32101513 | 75 | X | [6 empty] | 0 |  | 1 | THB | O |  | 0 | D | 0 |  |  |  |  | Non-Move | Non-Move | Non-Move
388626 | 03 | 75032000023 | EE,DISPLAY OPERATING UNIT,AZL23.00A9 [8] | PT012 | PC | 7200 | 65 | 0 | 1 | 115-E-3 | mntprog1 | 2018-07-14 |  | ND | SP00 | 824 | 1 | mntprog1 | 2020-01-05 |  | 1002 | V | SPO | 39121500 | 39121500 | 75 | X | [6 empty] | 0 |  | 1 | THB | O |  | 0 | D | 0 |  |  |  |  | Non-Move | Non-Move | Non-Move
388627 | 03 | 75032000032 | PCB,SUPPLY CARD,QMAU803,ASEA,PM3 (5) | PT010 | PC | 47000 | 30 | 0 | 1 | AIR 7-D-1 | mntprog1 | 2018-07-14 |  | ND | SP00 |  | 1 | mntprog1 | 2021-02-04 | X | 1002 | V | SPO | 32101513 | 32101513 | 75 | X | [6 empty] | 0 |  | 1 | THB | O |  | 0 | D | 0 |  |  |  |  | Non-Move | Non-Move | Non-Move
388628 | 03 | 75032000042 | PCB,SIGNAL CARD,132 QH-742,PM3 (5) | PT010 | PC | 32000 | 30 | 0 | 1 | AIR 5-C-2 | mntprog1 | 2018-07-14 |  | ND | SP00 |  | 1 | mntprog1 | 2021-02-04 | X | 1002 | V | SPO | 32101513 | 32101513 | 75 | X | [6 empty] | 0 |  | 1 | THB | O |  | 0 | D | 0 |  |  |  |  | Non-Move | Non-Move | Non-Move
388629 | 03 | 75032000069 | PCB,CARD CBU SUPER,SAFT 132 CBS,PB11 (5) | PT010 | PC | 5000 | 30 | 0 | 1 | AIR 1-C-5 | mntprog1 | 2018-07-14 |  | ND | SP00 | 824 | 1 | mntprog1 | 2021-02-04 |  | 1002 | V | SPO | 32101513 | 32101513 | 75 | X | [6 empty] | 0 |  | 1 | THB | O |  | 0 | D | 0 |  |  |  |  | Non-Move | Non-Move | Non-Move
388630 | 03 | 75032000100 | PCB,EXCITATION CARD,135 QH-743,PM3 (5) | PT010 | PC | 24000 | 30 | 0 | 1 | AIR 5-C-1 | mntprog1 | 2018-07-14 |  | ND | SP00 |  | 1 | mntprog1 | 2021-02-04 | X | 1002 | V | SPO | 32101513 | 32101513 | 75 | X | [6 empty] | 0 |  | 1 | THB | O |  | 0 | D | 0 |  |  |  |  | Non-Move | Non-Move | Non-Move
388631 | 03 | 75032000111 | DCS,ETHERNET COMMUNICATION,ALE111-S50 | PT011 | PC | 170765 | 60 | 1 | 2 | 75 | mntprog1 | 2018-07-14 |  | VB | SP00 | 824 | 1 | attagons | 2020-10-14 |  | 1002 | V | SPO | 32152000 | 32152000 | 75 | X | [6 empty] | 0 |  | 1 | THB | O |  | 0 | D | 0 |  |  |  |  | Non-Move | Non-Move | Non-Move
388632 | 03 | 75032000130 | PCB,DISP CARD,SAFT 151 CPD,PB11 (5) | PT010 | PC | 2000 | 30 | 0 | 1 | AIR 7-E-2 | mntprog1 | 2018-07-14 |  | ND | SP00 | 824 | 1 | mntprog1 | 2021-02-04 | X | 1002 | V | SPO | 32101513 | 32101513 | 75 | X | [6 empty] | 0 |  | 1 | THB | O |  | 0 | D | 0 |  |  |  |  | Non-Move | Non-Move | Non-Move
388633 | 03 | 75032000135 | DCS,PLUSE INPUT MODULE,AAP135-S50 [5] | PT011 | PC | 94500 | 60 | 0 | 1 | 75 | mntprog1 | 2018-07-14 |  | ND | SP00 | 824 | 1 | attagons | 2020-10-14 |  | 1002 | V | SPO | 32152000 | 32152000 | 75 | X | [6 empty] | 0 |  | 1 | THB | O |  | 0 | D | 0 |  |  |  |  | Non-Move | Non-Move | Non-Move
388634 | 03 | 75032000141 | DCS,ANALOG INPUT MODULE,AAI141-S50 | PT011 | PC | 106755 | 60 | 1 | 2 | 75 | mntprog1 | 2018-07-14 |  | VB | SP00 | 824 | 1 | attagons | 2020-10-14 |  | 1002 | V | SPO | 32152000 | 32152000 | 75 | X | [6 empty] | 0 |  | 1 | THB | O |  | 0 | D | 0 |  |  |  |  | Non-Move | Non-Move | Non-Move | DCS AI Card | Yogokawa
388635 | 03 | 75032000143 | DCS,ANALOG INPUT MODULE,AAI143-H50 [SD] | PT011 | PC | 172640 | 60 | 1 | 2 | 75 | mntprog1 | 2018-07-14 |  | VB | SP00 | 824 | 1 | mntprog1 | 2021-04-13 |  | 1002 | V | SPO | 32152000 | 32152000 | 75 | X | [6 empty] | 0 |  | 1 | THB | O |  | 0 | D | 0 |  |  | 75032000143 | 75032000143 | Move | Move | Move | DCS AI Card | Yogokawa
388636 | 03 | 75032000151 | DCS,DIGITAL INPUT MODULE,ADV151-P50 [5] | PT011 | PC | 24623.33 | 60 | 1 | 2 | 75 | mntprog1 | 2018-07-14 |  | ND | SP00 | 824 | 1 | attagons | 2020-10-14 |  | 1002 | V | SPO | 32152000 | 32152000 | 75 | X | [6 empty] | 0 |  | 1 | THB | O |  | 0 | D | 0 |  |  |  |  | Non-Move | Non-Move | Non-Move | DCS DI Card | Yogokawa
388637 | 03 | 75032000169 | DCS,DIGITAL INPUT MODULE,ADV169-P00 | PT011 | PC | 72152.5 | 60 | 1 | 2 | 75 | mntprog1 | 2018-07-14 |  | VB | SP00 | 824 | 1 | attagons | 2020-10-14 |  | 1002 | V | SPO | 32152000 | 32152000 | 75 | X | [6 empty] | 0 |  | 1 | THB | O |  | 0 | D | 0 |  |  |  |  | Non-Move | Non-Move | Non-Move | DCS DI Card | Yogokawa
388638 | 03 | 75032000174 | PCB,CARD TERMI. BLOCK,SAFT 174 PB11 (5) | PT010 | PC | 3000 | 30 | 0 | 1 | AIR 7-E-3 | mntprog1 | 2018-07-14 |  | ND | SP00 | 824 | 1 | mntprog1 | 2021-02-04 |  | 1002 | V | SPO | 32101513 | 32101513 | 75 | X | [6 empty] | 0 |  | 1 | THB | O |  | 0 | D | 0 |  |  |  |  | Non-Move | Non-Move | Non-Move
388639 | 03 | 75032000202 | PLC,CARD AO,AS-BDAU-202,MODICON [ZN] | PT011 | PC | 20881.25 | 70 | 0 | 1 | W5-,A2-D-5 | mntprog1 | 2018-07-14 |  | ZN | SP00 | 824 | 1 | mntprog1 | 2021-04-05 | X | 1002 | V | SPO | 32151700 | 32151700 | 75 | X | [6 empty] | 0 |  | 0 | THB | O |  | 0 | D | 0 |  |  |  |  | Non-Move | Non-Move | Non-Move
388640 | 03 | 75032000205 | PLC,AS-BADU-205,MODICON [ZN] | PT011 | PC | 16461 | 59 | 1 | 6 | W5-1-C-2 | mntprog1 | 2018-07-14 |  | ZN | SP00 | 824 | 1 | mntprog1 | 2021-04-05 | X | 1002 | V | SPO | 32151700 | 32151700 | 75 | X | [6 empty] | 0 |  | 0 | THB | O |  | 0 | D | 0 |  |  |  |  | Non-Move | Non-Move | Non-Move
388641 | 03 | 75032000206 | PLC,AS-BADU-206,MODICON [ZN] | PT011 | UT | 21390 | 92 | 1 | 3 | W5-,A2-D-8 | mntprog1 | 2018-07-14 |  | ZN | SP00 | 824 | 1 | mntprog1 | 2021-04-05 | X | 1002 | V | SPO | 32151700 | 32151700 | 75 | X | [6 empty] | 0 |  | 0 | THB | O |  | 0 | D | 0 |  |  |  |  | Non-Move | Non-Move | Non-Move
388642 | 03 | 75032000213 | CARDdriveCP123'YASKAWA'46S028920020 [ZN] | PT011 | ST | 110831.76 | 30 | 0 | 2 | W5-1-D-1 | mntprog1 | 2018-07-14 |  | ZN | SP00 | 821 | 1 | mntprog1 | 2021-04-05 | X | 1002 | V | SPO | 39122002 | 39122002 | 75 | X | [6 empty] | 0 |  | 0 | THB | O |  | 0 | D | 0 |  |  |  |  | Non-Move | Non-Move | Non-Move
388643 | 03 | 75032000216 | PLC,AS-BDEP-216,MODICON [ZN] | PT011 | PC | 6900 | 30 | 2 | 5 | W5-,A2-C | mntprog1 | 2018-07-14 |  | ZN | SP00 | 824 | 1 | mntprog1 | 2021-04-05 | X | 1002 | V | SPO | 32151700 | 32151700 | 75 | X | [6 empty] | 0 |  | 0 | THB | O |  | 0 | D | 0 |  |  |  |  | Non-Move | Non-Move | Non-Move
388644 | 03 | 75032000217 | PLC,AS-BDAP-216,MODICON [ZN] | PT011 | PC | 9000 | 30 | 0 | 1 | W5-,A2-E-4 | mntprog1 | 2018-07-14 |  | ZN | SP00 | 824 | 1 | mntprog1 | 2021-04-05 | X | 1002 | V | SPO | 32151700 | 32151700 | 75 | X | [6 empty] | 0 |  | 0 | THB | O |  | 0 | D | 0 |  |  |  |  | Non-Move | Non-Move | Non-Move
388645 | 03 | 75032000230 | PLC,CARD OUTPUT,A1SY10,MITSUBISHI, [8] | PT011 | UT | 3690 | 84 | 0 | 1 | 77-B-7 | mntprog1 | 2018-07-14 |  | ND | SP00 | 824 | 1 | attagons | 2020-10-14 | X | 1002 | V | SPO | 32151700 | 32151700 | 75 | X | [6 empty] | 0 |  | 1 | THB | O |  | 0 | D | 0 |  |  |  |  | Non-Move | Non-Move | Non-Move
388646 | 03 | 75032000232 | DCS,RS232C COMMUNICATION,ALR111-S50 | PT011 | PC | 112645 | 60 | 1 | 2 | 75 | mntprog1 | 2018-07-14 |  | VB | SP00 | 824 | 1 | attagons | 2020-10-14 |  | 1002 | V | SPO | 32152000 | 32152000 | 75 | X | [6 empty] | 0 |  | 1 | THB | O |  | 0 | D | 0 |  |  |  |  | Non-Move | Non-Move | Non-Move
388647 | 03 | 75032000260 | INVERTER,CARD,AMI1000,800,ABB PB11 (5) | PT010 | PC | 2000 | 30 | 0 | 1 | AIR 7-C-2 | mntprog1 | 2018-07-14 |  | ND | SP00 | 821 | 1 | mntprog1 | 2021-02-04 |  | 1002 | V | SPO | 39122001 | 39122001 | 75 | X | [6 empty] | 0 |  | 1 | THB | O |  | 0 | D | 0 |  |  |  |  | Non-Move | Non-Move | Non-Move
388648 | 03 | 75032000278 | PLC,CARD INPUT,DISCT-J2078,YASKAWA [ZN] | PT011 | PC | 29768.75 | 90 | 1 | 2 | W5-1-B-3 | mntprog1 | 2018-07-14 |  | ZN | SP00 | 824 | 1 | mntprog1 | 2021-04-05 | X | 1002 | V | SPO | 32151700 | 32151700 | 75 | X | [6 empty] | 0 |  | 0 | THB | O |  | 0 | D | 0 |  |  |  |  | Non-Move | Non-Move | Non-Move
388649 | 03 | 75032000302 | PCB,I/O CARD JUNCTION TYPE,SAFT 188 (ZN) | PT010 | PC | 153000 | 30 | 0 | 1 | AIR 5-A-1 | mntprog1 | 2018-07-14 |  | ZN | SP00 | 824 | 1 | mntprog1 | 2021-02-04 |  | 1002 | V | SPO | 32101513 | 32101513 | 75 | X | [6 empty] | 0 |  | 1 | THB | O |  | 0 | D | 0 |  |  |  |  | Non-Move | Non-Move | Non-Move
388650 | 03 | 75032000303 | PCB,I/O CARD JUNCTION TYPE,SAFT PB11 (5) | PT010 | PC | 3000 | 30 | 0 | 1 | AIR 7-E-4 | mntprog1 | 2018-07-14 |  | ND | SP00 | 824 | 1 | mntprog1 | 2021-02-04 |  | 1002 | V | SPO | 32101513 | 32101513 | 75 | X | [6 empty] | 0 |  | 1 | THB | O |  | 0 | D | 0 |  |  |  |  | Non-Move | Non-Move | Non-Move
388651 | 03 | 75032000307 | PCB,POWER CARD JUNCTION TYPE,PB11 (5) | PT010 | PC | 3000 | 30 | 0 | 1 | AIR 1-C-5 | mntprog1 | 2018-07-14 |  | ND | SP00 |  | 1 | mntprog1 | 2021-02-04 |  | 1002 | V | SPO | 32101513 | 32101513 | 75 | X | [6 empty] | 0 |  | 1 | THB | O |  | 0 | D | 0 |  |  |  |  | Non-Move | Non-Move | Non-Move
388652 | 03 | 75032000310 | PCB,POWER CARD JUNCTION TYPE,PB11 (5) | PT010 | PC | 3000 | 30 | 0 | 1 | AIR 5-D-2 | mntprog1 | 2018-07-14 |  | ND | SP00 |  | 1 | mntprog1 | 2021-02-04 |  | 1002 | V | SPO | 32101513 | 32101513 | 75 | X | [6 empty] | 0 |  | 1 | THB | O |  | 0 | D | 0 |  |  |  |  | Non-Move | Non-Move | Non-Move
388653 | 03 | 75032000333 | PCB,CARD GATE FIRE,ETX 002940,YASKA [ZN | PT011 | PC | 333000 | 0 | 0 | 1 | W5-1-B-4 | mntprog1 | 2018-07-14 |  | ZN | SP00 | 824 | 1 | mntprog1 | 2021-04-05 | X | 1002 | V | SPO | 32101513 | 32101513 | 75 | X | [6 empty] | 0 |  | 0 | THB | O |  | 0 | D | 0 |  |  |  |  | Non-Move | Non-Move | Non-Move
388654 | 03 | 75032000350 | CARDdriveCONTROL'YASKAWA'JPDCC020 [ZN] | PT011 | PC | 69866.15 | 30 | 0 | 5 | W5-1-B-3 | mntprog1 | 2018-07-14 |  | ZN | SP00 | 821 | 1 | mntprog1 | 2021-04-05 | X | 1002 | V | SPO | 39122002 | 39122002 | 75 | X | [6 empty] | 0 |  | 0 | THB | O |  | 0 | D | 0 |  |  |  |  | Non-Move | Non-Move | Non-Move
388655 | 03 | 75032000351 | CARDdriveCONTROL'YASKAWA'JPDCC021 [ZN] | PT011 | PC | 55724.77 | 30 | 0 | 5 | W5-1-B-4 | mntprog1 | 2018-07-14 |  | ZN | SP00 | 821 | 1 | mntprog1 | 2021-04-05 | X | 1002 | V | SPO | 39122002 | 39122002 | 75 | X | [6 empty] | 0 |  | 0 | THB | O |  | 0 | D | 0 |  |  |  |  | Non-Move | Non-Move | Non-Move
388656 | 03 | 75032000353 | DCS,CARD HF-BUS CONTROL,FC11*A {ZN} | PT011 | UT | 199400 | 65 | 0 | 1 | W5-1-D-1 | mntprog1 | 2018-07-14 |  | ZN | SP00 | 824 | 1 | mntprog1 | 2021-04-05 | X | 1002 | V | SPO | 32152000 | 32152000 | 75 | X | [6 empty] | 0 |  | 0 | THB | O |  | 0 | D | 0 |  |  |  |  | Non-Move | Non-Move | Non-Move
388657 | 03 | 75032000354 | DCS,CARD STATION INTERNAL,SI11*B, {ZN} | PT011 | UT | 100530 | 0 | 0 | 1 | W5-1-E-1 | mntprog1 | 2018-07-14 |  | ZN | SP00 | 824 | 1 | mntprog1 | 2021-04-05 | X | 1002 | V | SPO | 32152000 | 32152000 | 75 | X | [6 empty] | 0 |  | 0 | THB | O |  | 0 | D | 0 |  |  |  |  | Non-Move | Non-Move | Non-Move
388658 | 03 | 75032000355 | PCB,DC DRIVE JPDC-C022,ETC003371 {ZN} | PT011 | PC | 5898.75 | 190 | 0 | 2 | W5-1-D-1 | mntprog1 | 2018-07-14 |  | ZN | SP00 |  | 1 | mntprog1 | 2021-04-05 |  | 1003 | V | SPO | 32101513 | 32101513 | 75 | X | [6 empty] | 0 |  | 0 | THB | O |  | 0 | D | 0 |  |  |  |  | Non-Move | Non-Move | Non-Move
388659 | 03 | 75032000358 | PCB,CONTROL WITH LED,70-0-1175,VIB [8] | PT011 | PC | 10868.93 | 90 | 10 | 20 | 33-C-7 | mntprog1 | 2018-07-14 |  | ND | SP00 | 847 | 1 | attagons | 2020-10-14 |  | 1002 | V | SPO | 32101513 | 32101513 | 75 | X | [6 empty] | 0 |  | 1 | THB | O |  | 0 | D | 0 |  |  |  |  | Non-Move | Non-Move | Non-Move
388660 | 03 | 75032000360 | CARDcontroller'BRAN'PMR1020,COLORpumPM5 | PT011 | PC | 155000 | 135 | 0 | 1 | 34-D-6 | mntprog1 | 2018-07-14 |  | VB | SP00 | 824 | 1 | attagons | 2020-10-14 | X | 1002 | V | SPO | 32101513 | 32101513 | 75 | X | [6 empty] | 0 |  | 1 | THB | O |  | 0 | D | 0 |  |  |  |  | Non-Move | Non-Move | Non-Move
388661 | 03 | 75032000362 | INVERTER,CARD,'6SC98114DA04,IPDA2 [ZN] | PT011 | PC | 80000 | 30 | 0 | 1 | W5-C-4 | mntprog1 | 2018-07-14 |  | ZN | SP00 | 821 | 1 | mntprog1 | 2021-04-05 | X | 1002 | V | SPO | 39122001 | 39122001 | 75 | X | [6 empty] | 0 |  | 0 | THB | O |  | 0 | D | 0 |  |  |  |  | Non-Move | Non-Move | Non-Move
388662 | 03 | 75032000370 | INVERTER,CARD F-1,JOGBC02,YASKAWA [ZN] | PT011 | PC | 209750 | 30 | 1 | 2 | W5-,A2-E-4 | mntprog1 | 2018-07-14 |  | ZN | SP00 | 821 | 1 | mntprog1 | 2021-04-05 | X | 1002 | V | SPO | 39122001 | 39122001 | 75 | X | [6 empty] | 0 |  | 0 | THB | O |  | 0 | D | 0 |  |  |  |  | Non-Move | Non-Move | Non-Move
388663 | 03 | 75032000371 | PCB,ELECTRO CARD DGC-2,61199/61136 | PT011 | PC | 176179.53 | 90 | 0 | 1 | 77-A-7 | mntprog1 | 2018-07-14 |  | VB | SP00 | C07 | 1 | attagons | 2020-10-14 |  | 1002 | V | SPO | 32101513 | 32101513 | 75 | X | [6 empty] | 0 |  | 1 | THB | O |  | 0 | D | 0 |  |  |  |  | Non-Move | Non-Move | Non-Move
388664 | 03 | 75032000372 | PCB,CARD H-2-KN 1 131 711,DGC-1, {ZN} | PT011 | PC | 53650.28 | 0 | 0 | 1 | W5-,A2-D-5 | mntprog1 | 2018-07-14 |  | ZN | SP00 | C09 | 1 | mntprog1 | 2021-04-05 | X | 1002 | V | SPO | 32101513 | 32101513 | 75 | X | [6 empty] | 0 |  | 0 | THB | O |  | 0 | D | 0 |  |  |  |  | Non-Move | Non-Move | Non-Move
388665 | 03 | 75032000374 | PLC,CARD MEMORY,6ES5 374-1KG11,SIEMENS[8 | PT011 | PC | 45000 | 71 | 0 | 1 | 33-D-4 | mntprog1 | 2018-07-14 |  | ND | SP00 | 824 | 1 | attagons | 2020-10-14 |  | 1002 | V | SPO | 32151700 | 32151700 | 75 | X | [6 empty] | 0 |  | 1 | THB | O |  | 0 | D | 0 |  |  |  |  | Non-Move | Non-Move | Non-Move
388666 | 03 | 75032000394 | CARDdriveINTERFACE 46S029481310 [ZN] | PT011 | PC | 189259.33 | 358 | 0 | 1 | W5-1-D-1 | mntprog1 | 2018-07-14 |  | ZN | SP00 | 821 | 1 | mntprog1 | 2021-04-05 | X | 1002 | V | SPO | 39122002 | 39122002 | 75 | X | [6 empty] | 0 |  | 0 | THB | O |  | 0 | D | 0 |  |  |  |  | Non-Move | Non-Move | Non-Move
388667 | 03 | 75032000451 | DCS,PROCESSOR,CP451-50,YOKOGAWA | PT011 | PC | 466830 | 60 | 0 | 1 | 75 | mntprog1 | 2018-07-14 |  | VB | SP00 | 824 | 1 | attagons | 2020-10-14 |  | 1002 | V | SPO | 32152000 | 32152000 | 75 | X | [6 empty] | 0 |  | 1 | THB | O |  | 0 | D | 0 |  |  |  |  | Non-Move | Non-Move | Non-Move
388668 | 03 | 75032000461 | DCS,PROCESSOR TYPE BASIC,CP461-50 | PT011 | PC | 265840 | 60 | 0 | 1 | 75 | mntprog1 | 2018-07-14 |  | VB | SP00 | 824 | 1 | mntprog1 | 2021-01-25 |  | 1002 | V | SPO | 32152000 | 32152000 | 75 | X | [6 empty] | 0 |  | 1 | THB | O |  | 0 | D | 0 |  |  |  |  | Non-Move | Non-Move | Non-Move
388669 | 03 | 75032000480 | PCB,I/F CARD,70-0-511,VIB [8] | PT011 | PC | 19529.33 | 0 | 1 | 2 | 33-C-7 | mntprog1 | 2018-07-14 |  | ND | SP00 | 834 | 1 | attagons | 2020-10-14 | X | 1002 | V | SPO | 32101513 | 32101513 | 75 | X | [6 empty] | 0 |  | 1 | THB | O |  | 0 | D | 0 |  |  |  |  | Non-Move | Non-Move | Non-Move
388670 | 03 | 75032000482 | DCS,POWER SUPPLY MODULE,PW482-50 [5] | PT011 | PC | 37100 | 60 | 1 | 2 | 75 | mntprog1 | 2018-07-14 |  | ND | SP00 | 824 | 1 | attagons | 2020-10-14 |  | 1002 | V | SPO | 32152000 | 32152000 | 75 | X | [6 empty] | 0 |  | 1 | THB | O |  | 0 | D | 0 |  |  |  |  | Non-Move | Non-Move | Non-Move
388671 | 03 | 75032000485 | SERVO,CONTROL,SMART DRIVER 8A RS485 [SD] | PT011 | ST | 150000 | 75 | 0 | 1 | 33-D-8 | mntprog1 | 2018-07-14 |  | VB | SP00 | 821 | 1 | mntprog1 | 2021-06-22 |  | 1002 | V | SPO | 39122003 | 39122003 | 75 | X | [6 empty] | 0 |  | 1 | THB | O |  | 0 | D | 0 |  |  |  |  | Non-Move | Non-Move | Non-Move
388672 | 03 | 75032000501 | PSU,CARD VOLTAGE PB11 (5) | PT010 | PC | 5000 | 30 | 0 | 2 | AIR 7-C-2 | mntprog1 | 2018-07-14 |  | ND | SP00 | 824 | 1 | mntprog1 | 2021-02-04 | X | 1002 | V | SPO | 39121004 | 39121004 | 75 | X | [6 empty] | 0 |  | 1 | THB | O |  | 0 | D | 0 |  |  |  |  | Non-Move | Non-Move | Non-Move
388673 | 03 | 75032000503 | DCS,V-NET COUPER UNIT,AIP502,YOKOGAWA [9 | PT011 | UT | 101100 | 65 | 0 | 1 | 34-B-2 | mntprog1 | 2018-07-14 |  | ND | SP00 | 824 | 1 | mntprog1 | 2020-12-02 |  | 1002 | V | SPO | 32152000 | 32152000 | 75 | X | [6 empty] | 0 |  | 1 | THB | O |  | 0 | D | 0 |  |  |  |  | Non-Move | Non-Move | Non-Move
388674 | 03 | 75032000512 | DCS,CARD TWISTED PAIR,TC512V1,RS485, [5] | PT011 | PC | 57000 | 71 | 0 | 0 | 75-C-6 | mntprog1 | 2018-07-14 |  | ND | SP00 | 824 | 1 | attagons | 2020-10-14 |  | 1002 | V | SPO | 32152000 | 32152000 | 75 | X | [6 empty] | 0 |  | 1 | THB | O |  | 0 | D | 0 |  |  |  |  | Non-Move | Non-Move | Non-Move
388675 | 03 | 75032000514 | CARDdcsCONVmodem'ABB'TC514V2,AF100 [5] | PT011 | PC | 58500 | 60 | 0 | 1 | 75-D-5 | mntprog1 | 2018-07-14 |  | ND | SP00 | 847 | 1 | attagons | 2020-10-14 | X | 1002 | V | SPO | 32152000 | 32152000 | 75 | X | [6 empty] | 0 |  | 1 | THB | O |  | 0 | D | 0 |  |  |  |  | Non-Move | Non-Move | Non-Move
388676 | 03 | 75032000522 | DCS,INTERFACE CARD,CI522A AF100,ABB | PT011 | PC | 115000 | 71 | 0 | 1 | 75-E-4 | mntprog1 | 2018-07-14 |  | VB | SP00 | 824 | 1 | attagons | 2020-10-14 | X | 1002 | V | SPO | 32152000 | 32152000 | 75 | X | [6 empty] | 0 |  | 1 | THB | O |  | 0 | D | 0 |  |  |  |  | Non-Move | Non-Move | Non-Move
388677 | 03 | 75032000532 | CARDdcsSERIALsubMODULE'ABB'CI532V09 | PT011 | PC | 70000 | 71 | 0 | 1 | 75-D-1 | mntprog1 | 2018-07-14 |  | VB | SP00 | 824 | 1 | attagons | 2020-10-14 | X | 1002 | V | SPO | 32152000 | 32152000 | 75 | X | [6 empty] | 0 |  | 1 | THB | O |  | 0 | D | 0 |  |  |  |  | Non-Move | Non-Move | Non-Move
388678 | 03 | 75032000534 | CARDdcsMODbusINTERFACE'ABB'CI534V02 [5] | PT011 | PC | 174800 | 71 | 0 | 1 | 75-D-1 | mntprog1 | 2018-07-14 |  | ND | SP00 | 824 | 1 | attagons | 2020-10-14 | X | 1002 | V | SPO | 32152000 | 32152000 | 75 | X | [6 empty] | 0 |  | 1 | THB | O |  | 0 | D | 0 |  |  |  |  | Non-Move | Non-Move | Non-Move
388679 | 03 | 75032000543 | DCS,ANALOG OUTPUT MODULE,AAI543-H50 | PT011 | PC | 172640 | 60 | 1 | 2 | 75 | mntprog1 | 2018-07-14 |  | VB | SP00 | 824 | 1 | mntprog1 | 2021-01-25 |  | 1002 | V | SPO | 32152000 | 32152000 | 75 | X | [6 empty] | 0 |  | 1 | THB | O |  | 0 | D | 0 |  |  |  |  | Non-Move | Non-Move | Non-Move
388680 | 03 | 75032000545 | DCS,CARD ETHERNETCI545V01,MVI3BUP00119 | PT011 | PC | 499500 | 90 | 0 | 1 | 75-E-4 | mntprog1 | 2018-07-14 |  | VB | SP00 | 824 | 1 | attagons | 2020-10-14 | X | 1002 | V | SPO | 32152000 | 32152000 | 75 | X | [6 empty] | 0 |  | 1 | THB | O |  | 0 | D | 0 |  |  |  |  | Non-Move | Non-Move | Non-Move
388681 | 03 | 75032000551 | DCS,DIGITAL OUTPUT MODULE,ADV551-P50 [8] | PT011 | PC | 24850 | 60 | 0 | 2 | 75 | mntprog1 | 2018-07-14 |  | ND | SP00 | 824 | 1 | mntprog1 | 2020-12-22 |  | 1002 | V | SPO | 32152000 | 32152000 | 75 | X | [6 empty] | 0 |  | 1 | THB | O |  | 0 | D | 0 |  |  |  |  | Non-Move | Non-Move | Non-Move
388682 | 03 | 75032000569 | DCS,DIGITAL OUTPUT MODULE,ADV569-P00 [5] | PT011 | PC | 67270 | 60 | 1 | 2 | 75 | mntprog1 | 2018-07-14 |  | ND | SP00 | 824 | 1 | attagons | 2020-10-14 |  | 1002 | V | SPO | 32152000 | 32152000 | 75 | X | [6 empty] | 0 |  | 1 | THB | O |  | 0 | D | 0 |  |  |  |  | Non-Move | Non-Move | Non-Move
388683 | 03 | 75032000702 | DCS,VNET/IP INTERFACE,VI702,YOKOGAWA | PT011 | PC | 56000 | 60 | 0 | 1 | 75 | mntprog1 | 2018-07-14 |  | VB | SP00 | 824 | 1 | mntprog1 | 2021-06-17 |  | 1002 | V | SPO | 32152000 | 32152000 | 75 | X | [6 empty] | 0 |  | 1 | THB | O |  | 0 | D | 0 |  |  |  |  | Non-Move | Non-Move | Non-Move
388684 | 03 | 75032000710 | CARD PAC710 HITACHI DCS [ZN] | PT011 | PC | 94555.8 | 0 | 0 | 2 | W5-1-A-1 | mntprog1 | 2018-07-14 |  | ZN | SP00 |  | 1 | mntprog1 | 2021-04-05 | X | 1002 | V | SPO | 32152000 | 32152000 | 75 | X | [6 empty] | 0 |  | 0 | THB | O |  | 0 | D | 0 |  |  |  |  | Non-Move | Non-Move | Non-Move
388685 | 03 | 75032000820 | PLC,S82J-02505D,OMRON [5] | PT011 | PC | 1155.71 | 30 | 1 | 3 | 35-E-8 | mntprog1 | 2018-07-14 |  | ND | SP00 | 824 | 1 | attagons | 2020-10-14 |  | 1002 | V | SPO | 32151700 | 32151700 | 75 | X | [6 empty] | 0 |  | 1 | THB | O |  | 0 | D | 0 |  |  |  |  | Non-Move | Non-Move | Non-Move
388686 | 03 | 75032000827 | DCS,CARD,POWER SUPPLY,POW700 {ZN} | PT011 | PC | 1 | 0 | 0 | 2 | W5-1-A-1 | mntprog1 | 2018-07-14 |  | ZN | SP00 | 824 | 1 | mntprog1 | 2021-04-05 | X | 1002 | V | SPO | 32152000 | 32152000 | 75 | X | [6 empty] | 0 |  | 0 | THB | O |  | 0 | D | 0 |  |  |  |  | Non-Move | Non-Move | Non-Move
388687 | 03 | 75032000830 | EE,RELAY CARD PROTECT SPAJ 140C,SPCJ4D29 | PT011 | UT | 59654.67 | 88 | 2 | 6 | 77-F-1 | mntprog1 | 2018-07-14 |  | VB | SP00 | 822 | 1 | attagons | 2020-10-14 |  | 1001 | V | SPO | 39121500 | 39121500 | 75 | X | [6 empty] | 0 |  | 1 | THB | O |  | 0 | D | 0 |  |  |  |  | Non-Move | Non-Move | Non-Move
388688 | 03 | 75032000834 | PCB,SW/GEAR PROCESSOR CARD,SPCJ4D24,ABB | PT011 | ST | 53760 | 0 | 0 | 1 | 34-B-4 | mntprog1 | 2018-07-14 |  | VB | SP00 | 824 | 1 | attagons | 2020-10-14 | X | 1002 | V | SPO | 32101513 | 32101513 | 75 | X | [6 empty] | 0 |  | 1 | THB | O |  | 0 | D | 0 |  |  |  |  | Non-Move | Non-Move | Non-Move
388689 | 03 | 75032000840 | PCB,CARD PROTECT RELAY,SPCJ4D34AA,ABB | PT011 | UT | 53044.07 | 90 | 1 | 3 | 77-E-7 | mntprog1 | 2018-07-14 |  | VB | SP00 | 824 | 1 | attagons | 2020-10-14 | X | 1002 | V | SPO | 32101513 | 32101513 | 75 | X | [6 empty] | 0 |  | 1 | THB | O |  | 0 | D | 0 |  |  |  |  | Non-Move | Non-Move | Non-Move
388690 | 03 | 75032000850 | CARDprotectRELAY'ABB'SPCJ1C8,SPAJ110C [8 | PT011 | UT | 41600 | 61 | 0 | 1 | 77-E-8 | mntprog1 | 2018-07-14 |  | ND | SP00 | 814 | 1 | mntprog1 | 2021-01-22 | X | 1002 | V | SPO | 39121500 | 39121500 | 75 | X | [6 empty] | 0 |  | 0 | THB | O |  | 0 | D | 0 |  |  |  |  | Non-Move | Non-Move | Non-Move
388691 | 03 | 75032000870 | CARD PTB710 HITACHI DCS [ZN] | PT011 | PC | 1 | 0 | 0 | 4 | W5-1-A-1 | mntprog1 | 2018-07-14 |  | ZN | SP00 | 824 | 1 | mntprog1 | 2021-04-05 | X | 1002 | V | SPO | 32152000 | 32152000 | 75 | X | [6 empty] | 0 |  | 0 | THB | O |  | 0 | D | 0 |  |  |  |  | Non-Move | Non-Move | Non-Move
388692 | 03 | 75032001010 | SERVO,CONTROL,CMZ MM8615699.1010,FORMAT | PT011 | ST | 77000 | 75 | 0 | 1 | 33-B-5 | mntprog1 | 2018-07-14 |  | VB | SP00 | 821 | 1 | attagons | 2020-10-14 |  | 1002 | V | SPO | 39122003 | 39122003 | 75 | X | [6 empty] | 0 |  | 1 | THB | O |  | 0 | D | 0 |  |  |  |  | Non-Move | Non-Move | Non-Move
388693 | 03 | 75032001029 | INVERTER,CARD,187CON,SAMI1000,800,PB11 | PT010 | PC | 5000 | 30 | 0 | 1 | AIR 5-A-1 | mntprog1 | 2018-07-14 |  | ND | SP00 | 821 | 1 | mntprog1 | 2021-02-04 |  | 1002 | V | SPO | 39122001 | 39122001 | 75 | X | [6 empty] | 0 |  | 1 | THB | O |  | 0 | D | 0 |  |  |  |  | Non-Move | Non-Move | Non-Move
388694 | 03 | 75032001034 | INVERTER,CARD,127CHC,SAMI500,PB11 (5) | PT010 | PC | 20700 | 30 | 0 | 1 | AIR 5-B-2 | mntprog1 | 2018-07-14 |  | ND | SP00 | 821 | 1 | mntprog1 | 2021-02-04 | X | 1002 | V | SPO | 39122001 | 39122001 | 75 | X | [6 empty] | 0 |  | 1 | THB | O |  | 0 | D | 0 |  |  |  |  | Non-Move | Non-Move | Non-Move
388695 | 03 | 75032001100 | DCS,PROFIBUS-DPV1 MODULE,ALP111-S00 | PT011 | PC | 241650 | 60 | 1 | 2 | 75 | mntprog1 | 2018-07-14 |  | VB | SP00 | 824 | 1 | attagons | 2020-10-14 |  | 1002 | V | SPO | 32152000 | 32152000 | 75 | X | [6 empty] | 0 |  | 1 | THB | O |  | 0 | D | 0 |  |  |  |  | Non-Move | Non-Move | Non-Move
388696 | 03 | 75032001200 | SIMITIC KP-1200 COMFORT 6VA2 124-1MC01[S | PT011 | PC | 53800 | 65 | 0 | 1 | 75-D-1 | mntprog1 | 2018-07-14 |  | VB | SP00 | 824 | 1 | mntprog1 | 2021-06-04 |  | 1002 | V | SPO |  |  | 75 | [7 empty] | 0 |  | 1 | THB | O |  | 0 | D | 0 |  |  |  |  | Non-Move | Non-Move | Non-Move
388697 | 03 | 75032001415 | BASIC LINE MODULE 6SL3353-1AE41-5DA1 [SD | PT011 | PC | 385000 | 65 | 0 | 1 | 78-12 | mntprog1 | 2018-07-14 |  | VB | SP00 | 824 | 1 | mntprog1 | 2021-01-15 |  | 1002 | V | SPO |  |  | 75 | X | [6 empty] | 0 |  | 1 | THB | O |  | 0 | D | 0 |  |  |  |  | Non-Move | Non-Move | Non-Move
388698 | 03 | 75032001417 | SMART LINE MODULE 6SL3353-1AE41-7FA0 | PT011 | PC | 280100 | 65 | 0 | 1 | 78-8 | mntprog1 | 2018-07-14 |  | VB | SP00 | 824 | 1 | attagons | 2020-10-14 |  | 1002 | V | SPO |  |  | 75 | X | [6 empty] | 0 |  | 1 | THB | O |  | 0 | D | 0 |  |  |  |  | Non-Move | Non-Move | Non-Move
388699 | 03 | 75032002124 | PCB,CARD,SAFT 123 PAC,ABB PB11,12 | PT010 | PC | 99654 | 30 | 0 | 1 | AIR 5-D-2 | mntprog1 | 2018-07-14 |  | ZN | SP00 | 824 | 1 | mntprog1 | 2021-02-04 |  | 1002 | V | SPO | 32101513 | 32101513 | 75 | X | [6 empty] | 0 |  | 1 | THB | O |  | 0 | D | 0 |  |  |  |  | Non-Move | Non-Move | Non-Move
388700 | 03 | 75032003059 | AUTO STRATCHER MODULE 00323059 | PT011 | PC | 29384.65 | 65 | 0 | 1 | 75-C-5 | mntprog1 | 2018-07-14 |  | VB | SP00 | 847 | 1 | attagons | 2020-10-14 |  | 1002 | V | SPO |  |  | 75 | X | [6 empty] | 0 |  | 1 | THB | O |  | 0 | D | 0 |  |  |  |  | Non-Move | Non-Move | Non-Move
388701 | 03 | 75032003184 | PCB,PROTECT CARD,SAFT 139 MK,ABB PB11 | PT010 | PC | 2000 | 30 | 0 | 1 | AIR 7-E-3 | mntprog1 | 2018-07-14 |  | ND | SP00 | 824 | 1 | mntprog1 | 2021-02-04 |  | 1002 | V | SPO | 32101513 | 32101513 | 75 | X | [6 empty] | 0 |  | 1 | THB | O |  | 0 | D | 0 |  |  |  |  | Non-Move | Non-Move | Non-Move
388702 | 03 | 75032004110 | SIMITIC KP-700 COMFORT 6AV2 124-1GC01-0A | PT011 | PC | 22700 | 65 | 1 | 2 | 75-D-2 | mntprog1 | 2018-07-14 |  | VB | SP00 | 824 | 1 | attagons | 2020-10-14 |  | 1002 | V | SPO |  |  | 75 | X | [6 empty] | 0 |  | 1 | THB | O |  | 0 | D | 0 |  |  |  |  | Non-Move | Non-Move | Non-Move
388703 | 03 | 75032005160 | DCS,DIGITAL INPUT MODULE,ADV151-E60 | PT011 | PC | 34270 | 60 | 1 | 2 | 75 | mntprog1 | 2018-07-14 |  | VB | SP00 | 824 | 1 | attagons | 2020-10-14 |  | 1002 | V | SPO | 32152000 | 32152000 | 75 | X | [6 empty] | 0 |  | 1 | THB | O |  | 0 | D | 0 |  |  |  |  | Non-Move | Non-Move | Non-Move
388704 | 03 | 75032010016 | CAPACITOR,110/125 VAC,216-259 MFD(8) | PT010 | PC | 150 | 30 | 0 | 1 | 26-D-4 | mntprog1 | 2018-07-14 |  | ND | SP00 | 824 | 1 | mntprog1 | 2021-02-04 |  | 1002 | V | SPO | 32121500 | 32121500 | 75 | X | [6 empty] | 0 |  | 1 | THB | O |  | 0 | D | 0 |  |  |  |  | Non-Move | Non-Move | Non-Move
388705 | 03 | 75032010017 | CAPACITOR,110/125 VAC,650-780 MFD(8) | PT010 | PC | 260 | 30 | 0 | 1 | 26-D-4 | mntprog1 | 2018-07-14 |  | ND | SP00 | 824 | 1 | mntprog1 | 2021-02-04 |  | 1002 | V | SPO | 32121500 | 32121500 | 75 | X | [6 empty] | 0 |  | 1 | THB | O |  | 0 | D | 0 |  |  |  |  | Non-Move | Non-Move | Non-Move
388706 | 03 | 75032010032 | CAPACITOR,1300 V,20 MF,PB11 (5) | PT010 | PC | 7650 | 30 | 0 | 2 | 31-C-4 | mntprog1 | 2018-07-14 |  | ND | SP00 | 824 | 1 | mntprog1 | 2021-02-04 | X | 1002 | V | SPO | 32121500 | 32121500 | 75 | X | [6 empty] | 0 |  | 1 | THB | O |  | 0 | D | 0 |  |  |  |  | Non-Move | Non-Move | Non-Move
388707 | 03 | 75032010360 | CT DRIVE MOTOR ZBA 100 AL4,PM.16(5) | PT010 | PC | 64800 | 30 | 0 | 1 | NEW STOCK | mntprog1 | 2018-07-14 |  | ND | SP00 | 821 | 1 | attagons | 2020-10-14 |  | 1002 | V | SPO |  | 23150000 | 75 |  |  |  | Z7500 |  |  |  | 0 |  | 1 | THB | O |  | 0 | D | 0 |  |  |  |  | Non-Move | Non-Move | Non-Move
388708 | 03 | 75032015360 | LT DRIVE MOTOR ZBA132AL4 COMPLETEPM16(5) | PT010 | PC | 110000 | 30 | 0 | 1 | NEW STOCK | mntprog1 | 2018-07-14 |  | ND | SP00 | 821 | 1 | attagons | 2020-10-14 |  | 1002 | V | SPO |  | 23150000 | 75 |  |  |  | Z7500 |  |  |  | 0 |  | 1 | THB | O |  | 0 | D | 0 |  |  |  |  | Non-Move | Non-Move | Non-Move
388709 | 03 | 75032025330 | PCB,PROCESSOR CARD,74395468,BTG | PT011 | ST | 93730 | 60 | 0 | 1 | 34-D-2 | mntprog1 | 2018-07-14 |  | VB | SP00 | 824 | 1 | attagons | 2020-10-14 |  | 1002 | V | SPO | 32101513 | 32101513 | 75 | X | [6 empty] | 0 |  | 1 | THB | O |  | 0 | D | 0 |  |  |  |  | Non-Move | Non-Move | Non-Move
388710 | 03 | 75032025840 | DCS,CARD RIO BUS INTERFACE,RB401 | PT011 | PC | 198400 | 75 | 0 | 1 | 33-E-6 | mntprog1 | 2018-07-14 |  | VB | SP00 | 824 | 1 | attagons | 2020-10-14 | X | 1002 | V | SPO | 32152000 | 32152000 | 75 | X | [6 empty] | 0 |  | 1 | THB | O |  | 0 | D | 0 |  |  |  |  | Non-Move | Non-Move | Non-Move
388711 | 03 | 75032025925 | PCB,RS232 I/F CARD,70-1-00000925,VIB [ZN | PT011 | PC | 32480.79 | 0 | 0 | 1 | W5-,A2-E-4 | mntprog1 | 2018-07-14 |  | ZN | SP00 | 847 | 1 | mntprog1 | 2021-04-05 | X | 1002 | V | SPO | 32101513 | 32101513 | 75 | X | [6 empty] | 0 |  | 0 | THB | O |  | 0 | D | 0 |  |  |  |  | Non-Move | Non-Move | Non-Move
388712 | 03 | 75032025926 | PCB,CARD APISSPI/926,70-1-0000000926 {ZN | PT011 | PC | 37033.46 | 0 | 0 | 1 | W5-,A2-D-5 | mntprog1 | 2018-07-14 |  | ZN | SP00 | 847 | 1 | mntprog1 | 2021-04-05 | X | 1002 | V | SPO | 32101513 | 32101513 | 75 | X | [6 empty] | 0 |  | 0 | THB | O |  | 0 | D | 0 |  |  |  |  | Non-Move | Non-Move | Non-Move
388713 | 03 | 75032025943 | CARDplcCPU'OMRON'CS1G CPU43H,SYSMAC [8] | PT011 | UT | 25600 | 0 | 0 | 1 | 75-B-6 | mntprog1 | 2018-07-14 |  | ND | SP00 | 824 | 1 | mntprog1 | 2021-01-08 | X | 1002 | V | SPO | 32151700 | 32151700 | 75 | X | [6 empty] | 0 |  | 0 | THB | O |  | 0 | D | 0 |  |  |  |  | Non-Move | Non-Move | Non-Move
388714 | 03 | 75032026002 | PLC,CARD BASE UNIT,C200HW-BC101-V1 [wo] | PT011 | UT | 8368.5 | 30 | 0 | 1 | 35-E-6 | mntprog1 | 2018-07-14 |  | ND | SP00 | 824 | 1 | mntprog1 | 2021-02-04 |  | 1002 | V | SPO | 32151700 | 32151700 | 75 | X | [6 empty] | 0 |  | 0 | THB | O |  | 0 | D | 0 |  |  |  |  | Non-Move | Non-Move | Non-Move
388715 | 03 | 75032027013 | PLC,6ES5 524-3UA15,SIEMENS [ZN] | PT011 | PC | 45000 | 0 | 0 | 2 | W5-,A2-D-7 | mntprog1 | 2018-07-14 |  | ZN | SP00 | 824 | 1 | mntprog1 | 2021-04-05 |  | 1002 | V | SPO | 32151700 | 32151700 | 75 | X | [6 empty] | 0 |  | 0 | THB | O |  | 0 | D | 0 |  |  |  |  | Non-Move | Non-Move | Non-Move
388716 | 03 | 75032027111 | PLC,6ES5 306-7LA11,SIEMENS [w] | PT011 | PC | 27000 | 0 | 0 | 1 | 34-E-4 | mntprog1 | 2018-07-14 |  | ND | SP00 | 824 | 1 | attagons | 2020-10-14 |  | 1002 | V | SPO | 32151700 | 32151700 | 75 | X | [6 empty] | 0 |  | 1 | THB | O |  | 0 | D | 0 |  |  |  |  | Non-Move | Non-Move | Non-Move
388717 | 03 | 75032027621 | PLC,CARD PLS SUPPLY,6ES5 951-7NB21,{ZN} | PT011 | PC | 39000 | 0 | 0 | 1 | W5-,A2-F | mntprog1 | 2018-07-14 |  | ZN | SP00 | 824 | 1 | mntprog1 | 2021-04-05 |  | 1002 | V | SPO | 32151700 | 32151700 | 75 | X | [6 empty] | 0 |  | 0 | THB | O |  | 0 | D | 0 |  |  |  |  | Non-Move | Non-Move | Non-Move
388718 | 03 | 75032027651 | PLC,CARD PLS SUPPLY,6ES5 951-7ND51, {ZN} | PT011 | PC | 59000 | 0 | 0 | 1 | W5-,A2-F | mntprog1 | 2018-07-14 |  | ZN | SP00 | 824 | 1 | mntprog1 | 2021-04-05 |  | 1002 | V | SPO | 32151700 | 32151700 | 75 | X | [6 empty] | 0 |  | 0 | THB | O |  | 0 | D | 0 |  |  |  |  | Non-Move | Non-Move | Non-Move
388719 | 03 | 75032034383 | DCS,CARD TEMP,ETV700 0-300C,HITACHI,{ZN] | PT011 | PC | 133043.76 | 0 | 0 | 1 | W5-,A2-D-5 | mntprog1 | 2018-07-14 |  | ZN | SP00 | C09 | 1 | mntprog1 | 2021-04-05 | X | 1002 | V | SPO | 32152000 | 32152000 | 75 | X | [6 empty] | 0 |  | 0 | THB | O |  | 0 | D | 0 |  |  |  |  | Non-Move | Non-Move | Non-Move
388720 | 03 | 75032034386 | DCS,CARD TEMP,ETV700 0-600C,HITACHI,[ZN] | PT011 | PC | 133043.76 | 0 | 0 | 1 | W5-,A2-D-5 | mntprog1 | 2018-07-14 |  | ZN | SP00 | C09 | 1 | mntprog1 | 2021-04-05 | X | 1002 | V | SPO | 32152000 | 32152000 | 75 | X | [6 empty] | 0 |  | 0 | THB | O |  | 0 | D | 0 |  |  |  |  | Non-Move | Non-Move | Non-Move
388721 | 03 | 75032034389 | DCS,CARD TEMP,ETV700 0-1200C,HITACHI, [Z | PT011 | PC | 133043.76 | 0 | 0 | 1 | W5-,A2-E-4 | mntprog1 | 2018-07-14 |  | ZN | SP00 | C09 | 1 | attagons | 2020-10-14 | X | 1002 | V | SPO | 32152000 | 32152000 | 75 | X | [6 empty] | 0 |  | 0 | THB | O |  | 0 | D | 0 |  |  |  |  | Non-Move | Non-Move | Non-Move
388722 | 03 | 75032053335 | CARBONgrounding'METSO'A416291,qcs [5] | PT012 | PC | 1 | 0 | 0 | 0 | 25-D-7 | mntprog1 | 2018-07-14 |  | ND | SP00 | 812 | 1 | attagons | 2020-10-14 | X | 1002 | V | SPO | 39120000 | 39120000 | 75 | X | [6 empty] | 0 |  | 1 | THB | O |  | 0 | D | 0 |  |  |  |  | Non-Move | Non-Move | Non-Move
388723 | 03 | 75032055345 | DCS,CARD-PROFIBUS,D200576,METSO [8] | PT012 | PC | 93500 | 71 | 0 | 1 | 114-C-1 | mntprog1 | 2018-07-14 |  | ND | SP00 | 824 | 1 | mntprog1 | 2020-01-05 | X | 1002 | V | SPO | 32152000 | 32152000 | 75 | X | [6 empty] | 0 |  | 1 | THB | O |  | 0 | D | 0 |  |  |  |  | Non-Move | Non-Move | Non-Move
388724 | 03 | 75032100300 | PLC,CPU MELSEC Q02,MITSUBISHI PM1 | PT010 | PC | 25800 | 60 | 0 | 1 | AIR 3-B-2 | mntprog1 | 2018-07-14 |  | VB | SP00 | 824 | 1 | mntprog1 | 2021-02-04 | X | 1002 | V | SPO | 32151700 | 32151700 | 75 | X | [6 empty] | 0 |  | 1 | THB | O |  | 0 | D | 0 |  |  |  |  | Non-Move | Non-Move | Non-Move
388725 | 03 | 75032101300 | PLC POWER UNIT Q61P-A2,MITSUBIS PM1 | PT010 | PC | 4300 | 60 | 0 | 1 | AIR 3-B-2 | mntprog1 | 2018-07-14 |  | VB | SP00 | 824 | 1 | mntprog1 | 2021-02-04 | X | 1002 | V | SPO | 32151700 | 32151700 | 75 | X | [6 empty] | 0 |  | 1 | THB | O |  | 0 | D | 0 |  |  |  |  | Non-Move | Non-Move | Non-Move
388726 | 03 | 75032102300 | PLC,POWER UNIT Q61SP,MITSUBISHI PM1 | PT010 | PC | 3230 | 60 | 0 | 1 | AIR 3-B-2 | mntprog1 | 2018-07-14 |  | VB | SP00 | 824 | 1 | mntprog1 | 2021-02-04 | X | 1002 | V | SPO | 32151700 | 32151700 | 75 | X | [6 empty] | 0 |  | 1 | THB | O |  | 0 | D | 0 |  |  |  |  | Non-Move | Non-Move | Non-Move
388727 | 03 | 75032103300 | PLC,BASE UNIT MELSEC Q312B,MITSUBISH PM1 | PT010 | PC | 8180 | 60 | 0 | 1 | AIR 3-B-1 | mntprog1 | 2018-07-14 |  | VB | SP00 | 824 | 1 | mntprog1 | 2021-02-04 | X | 1002 | V | SPO | 32151700 | 32151700 | 75 | X | [6 empty] | 0 |  | 1 | THB | O |  | 0 | D | 0 |  |  |  |  | Non-Move | Non-Move | Non-Move
388728 | 03 | 75032104300 | PLC,BASE UNIT MELSEC Q65B,MITSUBISHI PM1 | PT010 | PC | 2650 | 60 | 0 | 1 | AIR 3-B-1 | mntprog1 | 2018-07-14 |  | VB | SP00 | 824 | 1 | mntprog1 | 2021-02-04 |  | 1002 | V | SPO | 32151700 | 32151700 | 75 | X | [6 empty] | 0 |  | 1 | THB | O |  | 0 | D | 0 |  |  |  |  | Non-Move | Non-Move | Non-Move
388729 | 03 | 75032105300 | PLC,BASE UNIT MELSEC Q35SB,MITSUBISH PM1 | PT010 | PC | 4100 | 60 | 0 | 1 | AIR 3-B-1 | mntprog1 | 2018-07-14 |  | VB | SP00 | 824 | 1 | mntprog1 | 2021-02-04 | X | 1002 | V | SPO | 32151700 | 32151700 | 75 | X | [6 empty] | 0 |  | 1 | THB | O |  | 0 | D | 0 |  |  |  |  | Non-Move | Non-Move | Non-Move
388730 | 03 | 75032106300 | PLC,BASE UNIT MELSEC Q38B,MITSUBISHI PM1 | PT010 | PC | 3100 | 60 | 0 | 1 | AIR 3-B-1 | mntprog1 | 2018-07-14 |  | VB | SP00 | 824 | 1 | mntprog1 | 2021-02-04 |  | 1002 | V | SPO | 32151700 | 32151700 | 75 | X | [6 empty] | 0 |  | 1 | THB | O |  | 0 | D | 0 |  |  |  |  | Non-Move | Non-Move | Non-Move
388731 | 03 | 75032107300 | PLC,OUTPUT UNIT MELSEC QY42P,MITSUBI PM1 | PT010 | PC | 11400 | 60 | 1 | 2 | AIR 3-B-3 | mntprog1 | 2018-07-14 |  | VB | SP00 | 824 | 1 | mntprog1 | 2021-02-04 | X | 1002 | V | SPO | 32151700 | 32151700 | 75 | X | [6 empty] | 0 |  | 1 | THB | O |  | 0 | D | 0 |  |  |  |  | Non-Move | Non-Move | Non-Move
388732 | 03 | 75032108300 | PLC ,PROFIBUS MELSEC QJ71PB93D PM1 | PT010 | PC | 33500 | 60 | 0 | 1 | AIR 3-C-2 | mntprog1 | 2018-07-14 |  | VB | SP00 | 824 | 1 | mntprog1 | 2021-02-04 |  | 1002 | V | SPO | 32151700 | 32151700 | 75 | X | [6 empty] | 0 |  | 1 | THB | O |  | 0 | D | 0 |  |  |  |  | Non-Move | Non-Move | Non-Move
388733 | 03 | 75032109300 | PLC,INPUT UNIT MELSEC QX41,MITSUBISH PM1 | PT010 | PC | 7690 | 60 | 0 | 1 | AIR 3-B-2 | mntprog1 | 2018-07-14 |  | VB | SP00 | 824 | 1 | mntprog1 | 2021-02-04 | X | 1002 | V | SPO | 32151700 | 32151700 | 75 | X | [6 empty] | 0 |  | 1 | THB | O |  | 0 | D | 0 |  |  |  |  | Non-Move | Non-Move | Non-Move
388734 | 03 | 75032110300 | PLC,OUTPUT UNIT MELSEC QY40P,MITSUBI PM1 | PT010 | PC | 4100 | 90 | 0 | 1 | AIR 3-B-2 | mntprog1 | 2018-07-14 |  | VB | SP00 | 824 | 1 | mntprog1 | 2021-02-04 | X | 1002 | V | SPO | 32151700 | 32151700 | 75 | X | [6 empty] | 0 |  | 1 | THB | O |  | 0 | D | 0 |  |  |  |  | Non-Move | Non-Move | Non-Move
388735 | 03 | 75032111300 | PLC,ADAPTER MELSEC Q61DIN1,MITSUBIS PM1 | PT010 | PC | 340 | 60 | 0 | 1 | AIR 3-B-3 | mntprog1 | 2018-07-14 |  | VB | SP00 | 824 | 1 | mntprog1 | 2021-02-04 | X | 1002 | V | SPO | 32151700 | 32151700 | 75 | X | [6 empty] | 0 |  | 1 | THB | O |  | 0 | D | 0 |  |  |  |  | Non-Move | Non-Move | Non-Move
388736 | 03 | 75032112300 | PLC,BANK MELSEC QG60,MITSUBISHI PM1 | PT010 | PC | 590 | 60 | 0 | 1 | AIR 3-B-2 | mntprog1 | 2018-07-14 |  | VB | SP00 | 824 | 1 | mntprog1 | 2021-02-04 | X | 1002 | V | SPO | 32151700 | 32151700 | 75 | X | [6 empty] | 0 |  | 1 | THB | O |  | 0 | D | 0 |  |  |  |  | Non-Move | Non-Move | Non-Move
388737 | 03 | 75032113300 | PLC,CONNECTION CABLE MELSEC QC12B PM1 | PT010 | PC | 2150 | 60 | 0 | 1 | AIR 3-B-1 | mntprog1 | 2018-07-14 |  | VB | SP00 | 824 | 1 | mntprog1 | 2021-02-04 | X | 1002 | V | SPO | 32151700 | 32151700 | 75 | X | [6 empty] | 0 |  | 1 | THB | O |  | 0 | D | 0 |  |  |  |  | Non-Move | Non-Move | Non-Move
388738 | 03 | 75032114300 | PLC,INPUT UNIT(DI) MELSEC QX42 PM1 | PT010 | PC | 11950 | 60 | 1 | 2 | AIR 3-B-2 | mntprog1 | 2018-07-14 |  | VB | SP00 | 824 | 1 | mntprog1 | 2021-02-04 | X | 1002 | V | SPO | 32151700 | 32151700 | 75 | X | [6 empty] | 0 |  | 1 | THB | O |  | 0 | D | 0 |  |  |  |  | Non-Move | Non-Move | Non-Move
388739 | 03 | 75032115300 | PLC,MOTION CONTRO.MELSEC Q173,MITSUB PM1 | PT010 | PC | 145000 | 60 | 0 | 1 | AIR 3-C-2 | mntprog1 | 2018-07-14 |  | VB | SP00 | 824 | 1 | mntprog1 | 2021-02-04 | X | 1002 | V | SPO | 32151700 | 32151700 | 75 | X | [6 empty] | 0 |  | 1 | THB | O |  | 0 | D | 0 |  |  |  |  | Non-Move | Non-Move | Non-Move
388740 | 03 | 75032200130 | PLC,CPU 6ES7216-2BD23-0XB8,SIEME PRO | PT010 | PC | 17640 | 30 | 0 | 1 | NEW STOCK | mntprog1 | 2018-07-14 |  | VB | SP00 | 824 | 1 | mntprog1 | 2021-02-04 |  | 1002 | V | SPO |  | 32151700 | 75 | [7 empty] | 0 |  | 1 | THB | O |  | 0 | D | 0 |  |  |  |  | Non-Move | Non-Move | Non-Move
388741 | 03 | 75032202130 | DIGITAL OUTPUT 6ES7322-1BH01-0AA0 PRO | PT010 | PC | 5400 | 60 | 0 | 1 | NEW STOCK | mntprog1 | 2018-07-14 |  | VB | SP00 | 824 | 1 | mntprog1 | 2021-02-04 |  | 1002 | V | SPO |  | 23150000 | 75 | [7 empty] | 0 |  | 1 | THB | O |  | 0 | D | 0 |  |  |  |  | Non-Move | Non-Move | Non-Move
388742 | 03 | 75032205130 | CPU MODULE 314C-2DP,6ES7314 PRO | PT010 | PC | 85680 | 60 | 0 | 1 | NEW STOCK | mntprog1 | 2018-07-14 |  | VB | SP00 | 824 | 1 | mntprog1 | 2021-02-04 |  | 1002 | V | SPO |  | 23150000 | 75 | [7 empty] | 0 |  | 1 | THB | O |  | 0 | D | 0 |  |  |  |  | Non-Move | Non-Move | Non-Move
388743 | 03 | 75032254999 | CAPACITOR'CLEANERoy'P/N530999EMC2,EP14[Z | PT011 | PC | 1 | 30 | 0 | 1 | W5-C-3 | mntprog1 | 2018-07-14 |  | ZN | SP00 | 824 | 1 | attagons | 2020-10-14 | X | 1002 | V | SPO | 32121500 | 32121500 | 75 | X | [6 empty] | 0 |  | 0 | THB | O |  | 0 | D | 0 |  |  |  |  | Non-Move | Non-Move | Non-Move
388744 | 03 | 75032255148 | CAPACITOR'CLEANERoy'P/N531148EMC1,EP14[Z | PT011 | PC | 1 | 30 | 0 | 1 | W5-C-3 | mntprog1 | 2018-07-14 |  | ZN | SP00 | 824 | 1 | attagons | 2020-10-14 | X | 1002 | V | SPO | 32121500 | 32121500 | 75 | X | [6 empty] | 0 |  | 0 | THB | O |  | 0 | D | 0 |  |  |  |  | Non-Move | Non-Move | Non-Move
388745 | 03 | 75032256460 | CAPACITOR'CLEANERoy'P/N532460EMC3,EP14[Z | PT011 | PC | 19918.03 | 30 | 0 | 1 | W5-C-3 | mntprog1 | 2018-07-14 |  | ZN | SP00 |  | 1 | attagons | 2020-10-14 | X | 1002 | V | SPO | 32121500 | 32121500 | 75 | X | [6 empty] | 0 |  | 0 | THB | O |  | 0 | D | 0 |  |  |  |  | Non-Move | Non-Move | Non-Move
388746 | 03 | 75032300001 | CONTACTOR,3RT1016-1AP01,SIEMENS | PT012 | PC | 558.89 | 60 | 2 | 5 | 30-A-1 | mntprog1 | 2018-07-14 |  | VB | SP00 | 822 | 1 | attagons | 2020-10-14 | X | 1002 | V | SPO | 39121529 | 39121529 | 75 | X | [6 empty] | 0 |  | 1 | THB | O |  | 0 | D | 0 |  |  |  |  | Non-Move | Non-Move | Non-Move
388747 | 03 | 75032300002 | CONTACTOR,3RT1034-1AP00,SIEMENS | PT012 | PC | 1607.25 | 20 | 2 | 4 | 30-A-1 | mntprog1 | 2018-07-14 |  | VB | SP00 | 822 | 1 | attagons | 2020-10-14 |  | 1002 | V | SPO | 39121529 | 39121529 | 75 | X | [6 empty] | 0 |  | 1 | THB | O |  | 0 | D | 0 |  |  |  |  | Non-Move | Non-Move | Non-Move
388748 | 03 | 75032300003 | CONTACTOR,3RT1035-1APOO,SIEMENS | PT012 | PC | 2035.84 | 17 | 1 | 4 | 30-A-2 | mntprog1 | 2018-07-14 |  | VB | SP00 | 822 | 1 | attagons | 2020-10-14 |  | 1002 | V | SPO | 39121529 | 39121529 | 75 | X | [6 empty] | 0 |  | 1 | THB | O |  | 0 | D | 0 |  |  |  | 75032300003 | Non-Move | Move | Move
388749 | 03 | 75032300004 | CONTACTOR,3RT1036-1APOO,SIEMENS | PT012 | PC | 2370.09 | 19 | 2 | 4 | 30-A-2 | mntprog1 | 2018-07-14 |  | VB | SP00 | 822 | 1 | attagons | 2020-10-14 |  | 1002 | V | SPO | 39121529 | 39121529 | 75 | X | [6 empty] | 0 |  | 1 | THB | O |  | 0 | D | 0 |  |  |  |  | Non-Move | Non-Move | Non-Move
388750 | 03 | 75032300005 | CONTACTOR,3RT1044-1APOO,SIEMENS | PT012 | PC | 3385.5 | 19 | 2 | 4 | 30-A-2 | mntprog1 | 2018-07-14 |  | VB | SP00 | 822 | 1 | attagons | 2020-10-14 |  | 1002 | V | SPO | 39121529 | 39121529 | 75 | X | [6 empty] | 0 |  | 1 | THB | O |  | 0 | D | 0 |  |  |  |  | Non-Move | Non-Move | Non-Move
388751 | 03 | 75032300006 | CONTACTOR,3RT1045-1APOO,SIEMENS [5] | PT012 | PC | 4210.74 | 19 | 0 | 2 | 30-A-3 | mntprog1 | 2018-07-14 |  | ND | SP00 | 822 | 1 | attagons | 2020-10-14 |  | 1002 | V | SPO | 39121529 | 39121529 | 75 | X | [6 empty] | 0 |  | 1 | THB | O |  | 0 | D | 0 |  |  |  |  | Non-Move | Non-Move | Non-Move
388752 | 03 | 75032300007 | CONTACTOR,3RT1054-1AP36,SIEMENS | PT012 | PC | 6911.06 | 14 | 1 | 2 | 30-A-3 | mntprog1 | 2018-07-14 |  | VB | SP00 | 822 | 1 | attagons | 2020-10-14 |  | 1002 | V | SPO | 39121529 | 39121529 | 75 | X | [6 empty] | 0 |  | 1 | THB | O |  | 0 | D | 0 |  |  |  |  | Non-Move | Non-Move | Non-Move
388753 | 03 | 75032300008 | CONTACTOR,3RT1064-6AP36,SIEMENS | PT012 | PC | 13650 | 19 | 1 | 2 | 30-A-4 | mntprog1 | 2018-07-14 |  | VB | SP00 | 822 | 1 | attagons | 2020-10-14 |  | 1002 | V | SPO | 39121529 | 39121529 | 75 | X | [6 empty] | 0 |  | 1 | THB | O |  | 0 | D | 0 |  |  |  |  | Non-Move | Non-Move | Non-Move
388754 | 03 | 75032300009 | CONTACTOR,3RT1065-6AP36,SIEMENS | PT012 | PC | 17900 | 19 | 1 | 2 | 26-A-2 | mntprog1 | 2018-07-14 |  | VB | SP00 | 822 | 1 | attagons | 2020-10-14 |  | 1002 | V | SPO | 39121529 | 39121529 | 75 | X | [6 empty] | 0 |  | 1 | THB | O |  | 0 | D | 0 |  |  |  |  | Non-Move | Non-Move | Non-Move
388755 | 03 | 75032300010 | CONTACTOR,3RT1066-6AP36,SIEMENS | PT012 | PC | 22800 | 19 | 1 | 2 | 26-A-2 | mntprog1 | 2018-07-14 |  | VB | SP00 | 822 | 1 | attagons | 2020-10-14 |  | 1002 | V | SPO | 39121529 | 39121529 | 75 | X | [6 empty] | 0 |  | 1 | THB | O |  | 0 | D | 0 |  |  |  |  | Non-Move | Non-Move | Non-Move
388756 | 03 | 75032300011 | CONTACTOR,3RT1075-6AP36,SIEMENS | PT012 | PC | 27991.83 | 17 | 1 | 4 | 30-A-8 | mntprog1 | 2018-07-14 |  | VB | SP00 | 822 | 1 | attagons | 2020-10-14 |  | 1002 | V | SPO | 39121529 | 39121529 | 75 | X | [6 empty] | 0 |  | 1 | THB | O |  | 0 | D | 0 |  |  |  |  | Non-Move | Non-Move | Non-Move
388757 | 03 | 75032300012 | CONTACTOR,3RH1140-1APOO,SIEMENS | PT012 | PC | 390 | 17 | 1 | 4 | 30-B-1 | mntprog1 | 2018-07-14 |  | VB | SP00 | 822 | 1 | attagons | 2020-10-14 |  | 1002 | V | SPO | 39121529 | 39121529 | 75 | X | [6 empty] | 0 |  | 1 | THB | O |  | 0 | D | 0 |  |  |  |  | Non-Move | Non-Move | Non-Move
388758 | 03 | 75032300013 | CONTACTOR,3RT1015-1AP01, 3 KW/400V | PT012 | PC | 440 | 23 | 2 | 4 | 30-B-1 | mntprog1 | 2018-07-14 |  | VB | SP00 | 822 | 1 | attagons | 2020-10-14 |  | 1002 | V | SPO | 39121529 | 39121529 | 75 | X | [6 empty] | 0 |  | 1 | THB | O |  | 0 | D | 0 |  |  |  |  | Non-Move | Non-Move | Non-Move
388759 | 03 | 75032300014 | CONTACTOR,3RT1024-1AP00 5.5 KW/400V | PT012 | PC | 660 | 20 | 2 | 4 | 30-B-1 | mntprog1 | 2018-07-14 |  | VB | SP00 | 822 | 1 | attagons | 2020-10-14 |  | 1002 | V | SPO | 39121529 | 39121529 | 75 | X | [6 empty] | 0 |  | 1 | THB | O |  | 0 | D | 0 |  |  |  |  | Non-Move | Non-Move | Non-Move
388760 | 03 | 75032300015 | CONTACTOR,3RT1025-1APOO, 7.5 KW/400V | PT012 | PC | 900 | 20 | 2 | 4 | 30-B-1 | mntprog1 | 2018-07-14 |  | VB | SP00 | 822 | 1 | attagons | 2020-10-14 |  | 1002 | V | SPO | 39121529 | 39121529 | 75 | X | [6 empty] | 0 |  | 1 | THB | O |  | 0 | D | 0 |  |  |  |  | Non-Move | Non-Move | Non-Move
388761 | 03 | 75032300016 | CONTACTOR,3RT6026-1AP00, 11 KW/400V | PT012 | PC | 1230 | 30 | 2 | 4 | 30-B-2 | mntprog1 | 2018-07-14 |  | VB | SP00 | 822 | 1 | attagons | 2020-10-14 |  | 1002 | V | SPO | 39121529 | 39121529 | 75 | X | [6 empty] | 0 |  | 1 | THB | O |  | 0 | D | 0 |  |  |  |  | Non-Move | Non-Move | Non-Move
388762 | 03 | 75032300017 | CONTACTOR,3RT1056-6AP36, 90 KW/400V [S] | PT012 | PC | 11274.39 | 20 | 2 | 3 | 30-B-2 | mntprog1 | 2018-07-14 |  | VB | SP00 | 822 | 1 | attagons | 2020-10-14 |  | 1002 | V | SPO | 39121529 | 39121529 | 75 | X | [6 empty] | 0 |  | 1 | THB | O |  | 0 | D | 0 |  |  |  |  | Non-Move | Non-Move | Non-Move
388763 | 03 | 75032300018 | CONTACTOR,3RH1911-1HA22,SIEMENS àÅÔ¡[9] | PT012 | PC | 269.53 | 15 | 0 | 0 | 30-B-3 | mntprog1 | 2018-07-14 |  | ND | SP00 | 822 | 1 | attagons | 2020-10-14 |  | 1002 | V | SPO | 39121529 | 39121529 | 75 | X | [6 empty] | 0 |  | 1 | THB | O |  | 0 | D | 0 |  |  |  |  | Non-Move | Non-Move | Non-Move
388764 | 03 | 75032300019 | CONTACTOR,3RH1921-1FA22,SIEMENS | PT012 | PC | 251 | 16 | 2 | 6 | 30-B-3 | mntprog1 | 2018-07-14 |  | VB | SP00 | 822 | 1 | attagons | 2020-10-14 |  | 1002 | V | SPO | 39121529 | 39121529 | 75 | X | [6 empty] | 0 |  | 1 | THB | O |  | 0 | D | 0 |  |  |  |  | Non-Move | Non-Move | Non-Move
388765 | 03 | 75032300020 | PLC,1756-A7,ALLEN BRADLEY {ZN} | PT012 | PC | 12350 | 62 | 0 | 1 | W5-1-B-1 | mntprog1 | 2018-07-14 |  | ZN | SP00 | 824 | 1 | mntprog1 | 2021-04-09 | X | 1002 | V | SPO | 32151700 | 32151700 | 75 | X | [6 empty] | 0 |  | 0 | THB | O |  | 0 | D | 0 |  |  |  |  | Non-Move | Non-Move | Non-Move
388766 | 03 | 75032302130 | DIGITAL INPUT 6ES7321-1BL00-0AA0 PRO | PT010 | PC | 7700 | 60 | 0 | 1 | NEW STOCK | mntprog1 | 2018-07-14 |  | VB | SP00 | 824 | 1 | mntprog1 | 2021-02-04 |  | 1002 | V | SPO |  | 23150000 | 75 | [7 empty] | 0 |  | 1 | THB | O |  | 0 | D | 0 |  |  |  |  | Non-Move | Non-Move | Non-Move
388767 | 03 | 75032350360 | DIGITAL INPUT 16DI DC24V,AUTOMATIPM16(5) | PT010 | PC | 9500 | 30 | 0 | 1 | NEW STOCK | mntprog1 | 2018-07-14 |  | ND | SP00 | 824 | 1 | attagons | 2020-10-14 |  | 1002 | V | SPO |  | 23150000 | 75 |  |  |  | Z7500 |  |  |  | 0 |  | 1 | THB | O |  | 0 | D | 0 |  |  |  |  | Non-Move | Non-Move | Non-Move
388768 | 03 | 75032351012 | CASIN GAVR ,WFAN,6RB21012AZ,SIEMENS,{9} | PT011 | ST | 1 | 60 | 0 | 1 | 76-C-5 | mntprog1 | 2018-07-14 |  | ND | SP00 | 812 | 1 | mntprog1 | 2019-05-26 | X | 1002 | V | SPO | 39120000 | 39120000 | 75 | X | [6 empty] | 0 |  | 1 | THB | O |  | 0 | D | 0 |  |  |  |  | Non-Move | Non-Move | Non-Move
388769 | 03 | 75032352360 | DIGITAL OUTPUT 16DO DC24V,AUTOMATPM16(5) | PT010 | PC | 12100 | 30 | 0 | 1 | 73-D-2 | mntprog1 | 2018-07-14 |  | ND | SP00 | 812 | 1 | attagons | 2020-10-14 |  | 1002 | V | SPO |  | 23150000 | 75 |  |  |  | Z7500 |  |  |  | 0 |  | 1 | THB | O |  | 0 | D | 0 |  |  |  |  | Non-Move | Non-Move | Non-Move
388770 | 03 | 75032510050 | DC MOTOR CTRL,DC DRIVE,ABB [SD] | PT011 | ST | 155000 | 90 | 1 | 2 | 76-A-2 | mntprog1 | 2018-07-14 |  | VB | SP00 | 821 | 1 | mntprog1 | 2020-12-09 |  | 1002 | V | SPO | 39122002 | 39122002 | 75 | X | [6 empty] | 0 |  | 1 | THB | O |  | 0 | D | 0 |  |  |  |  | Non-Move | Non-Move | Non-Move
388771 | 03 | 75032510260 | DC MOTOR CTRL,DC DRIVE,ABB | PT011 | ST | 235000 | 60 | 0 | 1 | 76-B-4 | mntprog1 | 2018-07-14 |  | VB | SP00 | 821 | 1 | attagons | 2020-10-14 | X | 1002 | V | SPO | 39122002 | 39122002 | 75 | X | [6 empty] | 0 |  | 1 | THB | O |  | 0 | D | 0 |  |  |  |  | Non-Move | Non-Move | Non-Move
388772 | 03 | 75032510520 | DC MOTOR CTRL,DC DRIVE,ABB [SD] | PT011 | ST | 337000 | 60 | 0 | 1 | 78-11 | mntprog1 | 2018-07-14 |  | VB | SP00 | 821 | 1 | mntprog1 | 2020-12-24 |  | 1002 | V | SPO | 39122002 | 39122002 | 75 | X | [6 empty] | 0 |  | 1 | THB | O |  | 0 | D | 0 |  |  |  |  | Non-Move | Non-Move | Non-Move
388773 | 03 | 75032510680 | DC MOTOR CTRL,DC DRIVE,ABB | PT011 | ST | 416000 | 75 | 0 | 1 | 78-12 | mntprog1 | 2018-07-14 |  | VB | SP00 | 821 | 1 | mntprog1 | 2020-12-09 | X | 1002 | V | SPO | 39122002 | 39122002 | 75 | X | [6 empty] | 0 |  | 1 | THB | O |  | 0 | D | 0 |  |  |  |  | Non-Move | Non-Move | Non-Move
388774 | 03 | 75032510900 | DC MOTOR CTRL,DC DRIVE (INVERTER),ABB | PT011 | ST | 339000 | 60 | 0 | 1 | 78-6 | mntprog1 | 2018-07-14 |  | VB | SP00 | 821 | 1 | attagons | 2020-10-14 |  | 1002 | V | SPO | 39122002 | 39122002 | 75 | X | [6 empty] | 0 |  | 1 | THB | O |  | 0 | D | 0 |  |  |  |  | Non-Move | Non-Move | Non-Move
388775 | 03 | 75032550101 | PCB,DRIVE CARD-MIN,JBAMC0101,YASKAWA,{ZN | PT011 | PC | 22642.04 | 331 | 0 | 1 | W5-1-B-3 | mntprog1 | 2018-07-14 |  | ZN | SP00 | 821 | 1 | mntprog1 | 2021-04-05 |  | 1002 | V | SPO | 32101513 | 32101513 | 75 | X | [6 empty] | 0 |  | 0 | THB | O |  | 0 | D | 0 |  |  |  |  | Non-Move | Non-Move | Non-Move
388776 | 03 | 75032550111 | PCB,DC DRIVE -MAX,JBAMC0111,YASKAWA,{ZN} | PT011 | PC | 27427.58 | 331 | 0 | 1 | W5-1-B-3 | mntprog1 | 2018-07-14 |  | ZN | SP00 | 821 | 1 | mntprog1 | 2021-04-05 |  | 1002 | V | SPO | 32101513 | 32101513 | 75 | X | [6 empty] | 0 |  | 0 | THB | O |  | 0 | D | 0 |  |  |  |  | Non-Move | Non-Move | Non-Move
388777 | 03 | 75032601003 | COIL,MAGNETIC,110V,3AY1510-OE [8] | PT011 | PC | 1 | 30 | 0 | 14 | 28-E-3 | mntprog1 | 2018-07-14 |  | ND | SP00 | 822 | 1 | attagons | 2020-10-14 | X | 1002 | V | SPO | 39121010 | 39121010 | 75 | X | [6 empty] | 0 |  | 1 | THB | O |  | 0 | D | 0 |  |  |  |  | Non-Move | Non-Move | Non-Move
388778 | 03 | 75032601480 | MOTOR BRAKE,COIL BRAKE,230V,0867129X [5] | PT011 | ST | 13000 | 60 | 1 | 2 | 29-D-4 | mntprog1 | 2018-07-14 |  | ND | SP00 | 846 | 1 | attagons | 2020-10-14 |  | 1002 | V | SPO | 26101403 | 26101403 | 75 | X | [6 empty] | 0 |  | 1 | THB | O |  | 0 | D | 0 |  |  |  |  | Non-Move | Non-Move | Non-Move
388779 | 03 | 75032616041 | COIL,MAGNETIC ,(8) | PT010 | PC | 500 | 30 | 0 | 1 | 25-A-2 | mntprog1 | 2018-07-14 |  | ND | SP00 | 822 | 1 | mntprog1 | 2021-02-04 |  | 1002 | V | SPO | 39121010 | 39121010 | 75 | X | [6 empty] | 0 |  | 1 | THB | O |  | 0 | D | 0 |  |  |  |  | Non-Move | Non-Move | Non-Move
388780 | 03 | 75032620110 | COIL,MAGNETIC,220 V,3AP1FG,SIEMENS [5] | PT011 | ST | 1 | 30 | 0 | 1 | 26-E-6 | mntprog1 | 2018-07-14 |  | ND | SP00 | 822 | 1 | attagons | 2020-10-14 | X | 1002 | V | SPO | 39121010 | 39121010 | 75 | X | [6 empty] | 0 |  | 1 | THB | O |  | 0 | D | 0 |  |  |  |  | Non-Move | Non-Move | Non-Move
388781 | 03 | 75032635020 | COIL,MAGNETIC,L-18482-B PM3 | PT010 | PC | 195 | 30 | 0 | 1 | 49-C-8 | mntprog1 | 2018-07-14 |  | ZN | SP00 | 822 | 1 | mntprog1 | 2021-02-04 |  | 1002 | V | SPO | 39121010 | 39121010 | 75 | X | [6 empty] | 0 |  | 1 | THB | O |  | 0 | D | 0 |  |  |  |  | Non-Move | Non-Move | Non-Move
388782 | 03 | 75032635030 | COIL,MAGNETIC,L-70132-B PM3 | PT010 | PC | 195 | 30 | 0 | 1 | 49-C-8 | mntprog1 | 2018-07-14 |  | ZN | SP00 | 822 | 1 | mntprog1 | 2021-02-04 |  | 1002 | V | SPO | 39121010 | 39121010 | 75 | X | [6 empty] | 0 |  | 1 | THB | O |  | 0 | D | 0 |  |  |  |  | Non-Move | Non-Move | Non-Move
388783 | 03 | 75032642015 | MOTOR,COIL, PB8 (ZN) | PT010 | PC | 500 | 30 | 0 | 2 | 49-C-8 | mntprog1 | 2018-07-14 |  | ZN | SP00 |  | 1 | mntprog1 | 2021-02-04 |  | 1002 | V | SPO | 26101400 | 26101400 | 75 | X | [6 empty] | 0 |  | 1 | THB | O |  | 0 | D | 0 |  |  |  |  | Non-Move | Non-Move | Non-Move
388784 | 03 | 75032644018 | SOLENOID,220 VAC,82233,ASCO,(8) | PT010 | PC | 500 | 30 | 0 | 1 | 26-B-1 | mntprog1 | 2018-07-14 |  | ND | SP00 | 831 | 1 | mntprog1 | 2021-02-04 |  | 1002 | V | SPO | 31251510 | 31251510 | 75 | X | [6 empty] | 0 |  | 1 | THB | O |  | 0 | D | 0 |  |  |  |  | Non-Move | Non-Move | Non-Move
388785 | 03 | 75032644022 | SOLENOID,60-84 VDC,202109,WOOD PB19 (5) | PT010 | PC | 136 | 30 | 1 | 5 | 32-E-6 | mntprog1 | 2018-07-14 |  | ND | SP00 | 831 | 1 | mntprog1 | 2021-02-04 | X | 1002 | V | SPO | 31251510 | 31251510 | 75 | X | [6 empty] | 0 |  | 1 | THB | O |  | 0 | D | 0 |  |  |  |  | Non-Move | Non-Move | Non-Move
388786 | 03 | 75032646120 | COILtripping'ABB',110VDC FOR SF6(8) | PT010 | UT | 7800 | 280 | 0 | 1 | 27-E-3 | mntprog1 | 2018-07-14 |  | ND | SP00 | 822 | 1 | mntprog1 | 2021-02-04 |  | 1002 | V | SPO | 39121601 | 39121601 | 75 | X | [6 empty] | 0 |  | 1 | THB | O |  | 0 | D | 0 |  |  |  |  | Non-Move | Non-Move | Non-Move
388787 | 03 | 75032647041 | COIL,MAGNETIC ,(8) | PT010 | PC | 500 | 30 | 0 | 1 | 26-B-2 | mntprog1 | 2018-07-14 |  | ND | SP00 | 822 | 1 | mntprog1 | 2021-02-04 |  | 1002 | V | SPO | 39121010 | 39121010 | 75 | X | [6 empty] | 0 |  | 1 | THB | O |  | 0 | D | 0 |  |  |  |  | Non-Move | Non-Move | Non-Move
388788 | 03 | 75032648062 | COIL,MAGNETIC,P/N 218-A-634-G01 (8) | PT010 | PC | 305 | 30 | 0 | 1 | 32-A-6 | mntprog1 | 2018-07-14 |  | ND | SP00 | 822 | 1 | mntprog1 | 2021-02-04 |  | 1002 | V | SPO | 39121010 | 39121010 | 75 | X | [6 empty] | 0 |  | 1 | THB | O |  | 0 | D | 0 |  |  |  |  | Non-Move | Non-Move | Non-Move
388789 | 03 | 75032648078 | COIL,MAGNETIC,P/N 677-A-602-G20 | PT010 | PC | 515 | 30 | 0 | 1 | 32-E-8 | mntprog1 | 2018-07-14 |  | ND | SP00 | 822 | 1 | attagons | 2020-10-14 |  | 1002 | V | SPO | 39121010 | 39121010 | 75 | X | [6 empty] | 0 |  | 1 | THB | O |  | 0 | D | 0 |  |  |  |  | Non-Move | Non-Move | Non-Move
388790 | 03 | 75032648110 | COIL,MAGNETIC,220 V,MG CL-18042-CH20, [N | PT011 | PC | 4826.28 | 30 | 0 | 3 | 28-E-4 | mntprog1 | 2018-07-14 |  | ND | SP00 | 822 | 1 | attagons | 2020-10-14 | X | 1002 | V | SPO | 39121010 | 39121010 | 75 | X | [6 empty] | 0 |  | 1 | THB | O |  | 0 | D | 0 |  |  |  |  | Non-Move | Non-Move | Non-Move
388791 | 03 | 75032648111 | COIL,MAGNETIC,220V,MG CL-18482-CH25 {ZN} | PT011 | PC | 750 | 30 | 0 | 1 | W-36-C-6 | mntprog1 | 2018-07-14 |  | ZN | SP00 | 822 | 1 | mntprog1 | 2021-04-05 | X | 1002 | V | SPO | 39121010 | 39121010 | 75 | X | [6 empty] | 0 |  | 0 | THB | O |  | 0 | D | 0 |  |  |  |  | Non-Move | Non-Move | Non-Move
388792 | 03 | 75032648112 | COIL,MAGNETIC,220V,MG CL-70132-CH30 {9} | PT011 | PC | 2759.33 | 30 | 1 | 2 | 28-E-5 | mntprog1 | 2018-07-14 |  | ND | SP00 | 822 | 1 | mntprog1 | 2019-07-05 | X | 1002 | V | SPO | 39121010 | 39121010 | 75 | X | [6 empty] | 0 |  | 1 | THB | O |  | 0 | D | 0 |  |  |  |  | Non-Move | Non-Move | Non-Move
388793 | 03 | 75032648113 | COIL,MAGNETIC,220 V,MG CL-18492-CH35 [9 | PT011 | PC | 6434.71 | 30 | 1 | 2 | 28-E-4 | mntprog1 | 2018-07-14 |  | ND | SP00 | 822 | 1 | attagons | 2020-10-14 | X | 1002 | V | SPO | 39121010 | 39121010 | 75 | X | [6 empty] | 0 |  | 1 | THB | O |  | 0 | D | 0 |  |  |  |  | Non-Move | Non-Move | Non-Move
388794 | 03 | 75032648114 | COIL,MAGNETIC,220 V,MG CL-70142-AH50 {9} | PT011 | PC | 4826.28 | 30 | 1 | 2 | 28-E-4 | mntprog1 | 2018-07-14 |  | ND | SP00 | 822 | 1 | attagons | 2020-10-14 | X | 1002 | V | SPO | 39121010 | 39121010 | 75 | X | [6 empty] | 0 |  | 1 | THB | O |  | 0 | D | 0 |  |  |  |  | Non-Move | Non-Move | Non-Move
388795 | 03 | 75032648117 | COIL,MAGNETIC,220,MG L-70317-A,IHI,{9} | PT011 | PC | 9651.56 | 30 | 1 | 2 | 28-E-4 | mntprog1 | 2018-07-14 |  | ND | SP00 | 822 | 1 | mntprog1 | 2019-07-05 | X | 1002 | V | SPO | 39121010 | 39121010 | 75 | X | [6 empty] | 0 |  | 1 | THB | O |  | 0 | D | 0 |  |  |  |  | Non-Move | Non-Move | Non-Move
388796 | 03 | 75032648130 | COIL,MAGNETIC,220V, KB 30 220V,ABB [ZN] | PT011 | PC | 1 | 30 | 0 | 1 | W-36-C-6 | mntprog1 | 2018-07-14 |  | ZN | SP00 | 822 | 1 | mntprog1 | 2021-04-05 | X | 1002 | V | SPO | 39121010 | 39121010 | 75 | X | [6 empty] | 0 |  | 0 | THB | O |  | 0 | D | 0 |  |  |  |  | Non-Move | Non-Move | Non-Move
388797 | 03 | 75032650000 | COIL,MAGNETIC,220 V,DWG:AXR405110 [ZN] | PT011 | PC | 2275 | 30 | 3 | 6 | W-36-C-6 | mntprog1 | 2018-07-14 |  | ZN | SP00 | 822 | 1 | mntprog1 | 2021-04-05 | X | 1002 | V | SPO | 39121010 | 39121010 | 75 | X | [6 empty] | 0 |  | 0 | THB | O |  | 0 | D | 0 |  |  |  |  | Non-Move | Non-Move | Non-Move
388798 | 03 | 75032652010 | COLLAR BALL NUT STOP A21958,EMOIII | PT011 | PC | 3506.2 | 65 | 0 | 1 | 22-C-2 | mntprog1 | 2018-07-14 |  | VB | SP00 | C0E | 1 | attagons | 2020-10-14 |  | 1002 | V | SPO | 23150000 | 23150000 | 75 | X | [6 empty] | 0 |  | 1 | THB | O |  | 0 | D | 0 |  |  |  |  | Non-Move | Non-Move | Non-Move
388799 | 03 | 75032705360 | OPERATOR PANEL TP177B,AUTOMATICPM16(5) | PT010 | PC | 75400 | 30 | 0 | 1 | 73-D-2 | mntprog1 | 2018-07-14 |  | ND | SP00 | 824 | 1 | attagons | 2020-10-14 |  | 1002 | V | SPO |  | 23150000 | 75 |  |  |  | Z7500 |  |  |  | 0 |  | 1 | THB | O |  | 0 | D | 0 |  |  |  |  | Non-Move | Non-Move | Non-Move
388800 | 03 | 75032720002 | CAPACITOR,100V,33000MF PB.8 | PT010 | PC | 6993.47 | 30 | 0 | 2 | AIR 5-B-1 | mntprog1 | 2018-07-14 |  | ND | SP00 | 824 | 1 | mntprog1 | 2021-02-12 | X | 1002 | V | SPO | 32121500 | 32121500 | 75 | X | [6 empty] | 0 |  | 1 | THB | O |  | 0 | D | 0 |  |  |  |  | Non-Move | Non-Move | Non-Move
388801 | 03 | 75032720004 | CAPACITOR,160V,470MF PM.8 | PT010 | PC | 1525.85 | 30 | 0 | 1 | AIR 5-B-1 | mntprog1 | 2018-07-14 |  | ND | SP00 | 824 | 1 | mntprog1 | 2021-02-12 | X | 1002 | V | SPO | 32121500 | 32121500 | 75 | X | [6 empty] | 0 |  | 1 | THB | O |  | 0 | D | 0 |  |  |  |  | Non-Move | Non-Move | Non-Move
388802 | 03 | 75032720006 | CAPACITOR,315V,6800MF,PB8 | PT010 | PC | 10426.63 | 30 | 0 | 2 | AIR 5-B-1 | mntprog1 | 2018-07-14 |  | ND | SP00 | 824 | 1 | mntprog1 | 2021-05-05 | X | 1002 | V | SPO | 32121500 | 32121500 | 75 | X | [6 empty] | 0 |  | 1 | THB | O |  | 0 | D | 0 |  |  |  |  | Non-Move | Non-Move | Non-Move
388803 | 03 | 75032720063 | CONTACTOR,A63 30 11, 1NO-1NC,30KW,ABB [5 | PT011 | ST | 4159 | 65 | 0 | 1 | 30-C-5 | mntprog1 | 2018-07-14 |  | ND | SP00 | 822 | 1 | attagons | 2020-10-14 |  | 1002 | V | SPO | 39121529 | 39121529 | 75 | X | [6 empty] | 0 |  | 1 | THB | O |  | 0 | D | 0 |  |  |  |  | Non-Move | Non-Move | Non-Move
388804 | 03 | 75032720075 | CONTACTOR,A75 30 11,1NO-1NC,37 KW,ABB | PT011 | ST | 4580.5 | 65 | 2 | 4 | 30-C-5 | mntprog1 | 2018-07-14 |  | VB | SP00 | 822 | 1 | attagons | 2020-10-14 |  | 1002 | V | SPO | 39121529 | 39121529 | 75 | X | [6 empty] | 0 |  | 1 | THB | O |  | 0 | D | 0 |  |  |  |  | Non-Move | Non-Move | Non-Move
388805 | 03 | 75032720095 | CONTACTOR,A95 30 11,1NO-1NC,45 KW,ABB | PT011 | ST | 5472 | 0 | 0 | 1 | 30-C-5 | mntprog1 | 2018-07-14 |  | VB | SP00 | 822 | 1 | attagons | 2020-10-14 |  | 1002 | V | SPO | 39121529 | 39121529 | 75 | X | [6 empty] | 0 |  | 1 | THB | O |  | 0 | D | 0 |  |  |  |  | Non-Move | Non-Move | Non-Move
388806 | 03 | 75032720110 | CONTACTOR,A110 30 11,1NO-1NC,55KW,ABB | PT011 | ST | 7747 | 60 | 0 | 1 | 30-C-5 | mntprog1 | 2018-07-14 |  | VB | SP00 | 822 | 1 | mntprog1 | 2021-05-17 | X | 1002 | V | SPO | 39121529 | 39121529 | 75 | X | [6 empty] | 0 |  | 1 | THB | O |  | 0 | D | 0 |  |  |  |  | Non-Move | Non-Move | Non-Move
388807 | 03 | 75032732643 | CONTACTOR,GV1M21,TELEMECANIQUE [ZN] | PT011 | PC | 1 | 30 | 0 | 1 | W-36-C-6 | mntprog1 | 2018-07-14 |  | ZN | SP00 | 822 | 1 | mntprog1 | 2021-04-05 | X | 1002 | V | SPO | 39121529 | 39121529 | 75 | X | [6 empty] | 0 |  | 0 | THB | O |  | 0 | D | 0 |  |  |  |  | Non-Move | Non-Move | Non-Move
388808 | 03 | 75032734250 | CONTACTOR,3RT1065,SIEMENS [5] | PT011 | UT | 20550 | 0 | 1 | 3 | 26-A-1 | mntprog1 | 2018-07-14 |  | ND | SP00 | 822 | 1 | attagons | 2020-10-14 |  | 1002 | V | SPO | 39121529 | 39121529 | 75 | X | [6 empty] | 0 |  | 1 | THB | O |  | 0 | D | 0 |  |  |  |  | Non-Move | Non-Move | Non-Move
388809 | 03 | 75032735025 | CONTACTOR,3TC5617-0BPO,SIEMENS | PT011 | UT | 72000 | 65 | 0 | 3 | 26-A-4 | mntprog1 | 2018-07-14 |  | ND | SP00 | 822 | 1 | attagons | 2020-10-14 | X | 1002 | V | SPO | 39121529 | 39121529 | 75 | X | [6 empty] | 0 |  | 1 | THB | O |  | 0 | D | 0 |  |  |  |  | Non-Move | Non-Move | Non-Move
388810 | 03 | 75032735132 | ELEC,CONTACT,3TY75611R,3NO+2NC,SIEME [ZN | PT011 | PC | 1 | 30 | 0 | 5 | W-36-C-6 | mntprog1 | 2018-07-14 |  | ZN | SP00 | 822 | 1 | mntprog1 | 2021-04-05 | X | 1002 | V | SPO | 39121522 | 39121522 | 75 | X | [6 empty] | 0 |  | 0 | THB | O |  | 0 | D | 0 |  |  |  |  | Non-Move | Non-Move | Non-Move
388811 | 03 | 75032735233 | ELEC,CONTACT,3TY75611Q,3NO+3NC [9] | PT011 | PC | 1666.83 | 30 | 3 | 9 | 26-E-3 | mntprog1 | 2018-07-14 |  | ND | SP00 | 822 | 1 | attagons | 2020-10-14 | X | 1002 | V | SPO | 39121522 | 39121522 | 75 | X | [6 empty] | 0 |  | 1 | THB | O |  | 0 | D | 0 |  |  |  |  | Non-Move | Non-Move | Non-Move
388812 | 03 | 75032736092 | ELEC,CONTACT,3TH4092OAL1,SIEMENS [ZN] | PT011 | PC | 1 | 30 | 0 | 1 | W-36-C-6 | mntprog1 | 2018-07-14 |  | ZN | SP00 | 822 | 1 | mntprog1 | 2021-04-05 | X | 1002 | V | SPO | 39121522 | 39121522 | 75 | X | [6 empty] | 0 |  | 0 | THB | O |  | 0 | D | 0 |  |  |  |  | Non-Move | Non-Move | Non-Move
388813 | 03 | 75032736220 | ELEC,CONTACT,3TH2022OAPO,SIEMENS [ZN] | PT011 | PC | 642 | 30 | 0 | 1 | W-36-C-6 | mntprog1 | 2018-07-14 |  | ZN | SP00 | 822 | 1 | mntprog1 | 2021-04-05 | X | 1002 | V | SPO | 39121522 | 39121522 | 75 | X | [6 empty] | 0 |  | 0 | THB | O |  | 0 | D | 0 |  |  |  |  | Non-Move | Non-Move | Non-Move
388814 | 03 | 75032737404 | ELEC,CONTACT,3TX4404OA,SIEMENS [ZN] | PT011 | PC | 1 | 30 | 0 | 1 | W-36-C-6 | mntprog1 | 2018-07-14 |  | ZN | SP00 | 822 | 1 | mntprog1 | 2021-04-05 | X | 1002 | V | SPO | 39121522 | 39121522 | 75 | X | [6 empty] | 0 |  | 0 | THB | O |  | 0 | D | 0 |  |  |  |  | Non-Move | Non-Move | Non-Move
388815 | 03 | 75032740382 | CONTACTOR,3RT 1275-6AP36,SIEM.PM1(5) | PT010 | PC | 40800 | 30 | 0 | 1 | 50-B-1 | mntprog1 | 2018-07-14 |  | ND | SP00 | 822 | 1 | mntprog1 | 2021-05-05 |  | 1002 | V | SPO | 39121529 | 39121529 | 75 | X | [6 empty] | 0 |  | 1 | THB | O |  | 0 | D | 0 |  |  |  |  | Non-Move | Non-Move | Non-Move
388816 | 03 | 75032745001 | CONTACTOR,GV1-A01,TELEMECANIQUE [ZN] | PT011 | PC | 315 | 30 | 0 | 6 | W-36-C-6 | mntprog1 | 2018-07-14 |  | ZN | SP00 | 822 | 1 | mntprog1 | 2021-04-05 | X | 1002 | V | SPO | 39121529 | 39121529 | 75 | X | [6 empty] | 0 |  | 0 | THB | O |  | 0 | D | 0 |  |  |  |  | Non-Move | Non-Move | Non-Move
388817 | 03 | 75032745211 | CONTACTOR,LA1-D11,TELEMECANIQUE [5] | PT011 | PC | 236 | 40 | 2 | 4 | 26-E-2 | mntprog1 | 2018-07-14 |  | ND | SP00 | 822 | 1 | attagons | 2020-10-14 | X | 1002 | V | SPO | 39121529 | 39121529 | 75 | X | [6 empty] | 0 |  | 1 | THB | O |  | 0 | D | 0 |  |  |  |  | Non-Move | Non-Move | Non-Move
388818 | 03 | 75032745222 | CONTACTOR,LA1D22 (LADN22),TELE [5] | PT011 | PC | 416.29 | 104 | 0 | 0 | 30-D-2 | mntprog1 | 2018-07-14 |  | ND | SP00 | 822 | 1 | attagons | 2020-10-14 |  | 1002 | V | SPO | 39121529 | 39121529 | 75 | X | [6 empty] | 0 |  | 1 | THB | O |  | 0 | D | 0 |  |  |  |  | Non-Move | Non-Move | Non-Move
388819 | 03 | 75032745240 | CONTACTOR,LA1D40 (LADN40),TELEME [5] | PT011 | PC | 412 | 45 | 2 | 4 | 26-C-2 | mntprog1 | 2018-07-14 |  | ND | SP00 | 822 | 1 | attagons | 2020-10-14 | X | 1002 | V | SPO | 39121529 | 39121529 | 75 | X | [6 empty] | 0 |  | 1 | THB | O |  | 0 | D | 0 |  |  |  |  | Non-Move | Non-Move | Non-Move
388820 | 03 | 75032745701 | ELEC,CONTACT,HS7K.01(NC),AEG [ZN] | PT011 | PC | 315 | 30 | 0 | 4 | W-36-C-6 | mntprog1 | 2018-07-14 |  | ZN | SP00 | 822 | 1 | mntprog1 | 2021-04-05 | X | 1002 | V | SPO | 39121522 | 39121522 | 75 | X | [6 empty] | 0 |  | 0 | THB | O |  | 0 | D | 0 |  |  |  |  | Non-Move | Non-Move | Non-Move
388821 | 03 | 75032745710 | ELEC,CONTACT,HS7K.10(NO),AEG [5] | PT011 | PC | 450 | 30 | 0 | 1 | 26-E-5 | mntprog1 | 2018-07-14 |  | ND | SP00 | 822 | 1 | attagons | 2020-10-14 | X | 1002 | V | SPO | 39121522 | 39121522 | 75 | X | [6 empty] | 0 |  | 1 | THB | O |  | 0 | D | 0 |  |  |  |  | Non-Move | Non-Move | Non-Move
388822 | 03 | 75032746009 | ELEC,CONTACT,5SX9100,SIEMENS | PT011 | PC | 1 | 30 | 0 | 11 | 26-C-1 | mntprog1 | 2018-07-14 |  | ND | SP00 | 822 | 1 | attagons | 2020-10-14 | X | 1002 | V | SPO | 39121522 | 39121522 | 75 | X | [6 empty] | 0 |  | 1 | THB | O |  | 0 | D | 0 |  |  |  |  | Non-Move | Non-Move | Non-Move
388823 | 03 | 75032748110 | ELEC,CONTACT,3SB1400OA,1NO+1NC,SIEME [w] | PT011 | PC | 220 | 52 | 0 | 5 | 30-D-1 | mntprog1 | 2018-07-14 |  | ND | SP00 | 822 | 1 | attagons | 2020-10-14 | X | 1002 | V | SPO | 39121522 | 39121522 | 75 | X | [6 empty] | 0 |  | 1 | THB | O |  | 0 | D | 0 |  |  |  |  | Non-Move | Non-Move | Non-Move
388824 | 03 | 75032748201 | SW,PUSH BUTTON,BS001E,IDEC | PT011 | PC | 85.1 | 64 | 5 | 10 | 29-C-3 | mntprog1 | 2018-07-14 |  | VB | SP00 | 814 | 1 | attagons | 2020-10-14 |  | 1002 | V | SPO | 39121512 | 39121512 | 75 | X | [6 empty] | 0 |  | 1 | THB | O |  | 0 | D | 0 |  |  |  |  | Non-Move | Non-Move | Non-Move
388825 | 03 | 75032748210 | SW,PUSH BUTTON,BS010E,IDEC | PT011 | PC | 86.72 | 46 | 5 | 10 | 29-C-3 | mntprog1 | 2018-07-14 |  | VB | SP00 | 814 | 1 | attagons | 2020-10-14 |  | 1002 | V | SPO | 39121512 | 39121512 | 75 | X | [6 empty] | 0 |  | 1 | THB | O |  | 0 | D | 0 |  |  |  |  | Non-Move | Non-Move | Non-Move
388826 | 03 | 75032748301 | SW,PUSH BUTTON,BST001,1NC,IDEC [5] | PT011 | PC | 85.1 | 60 | 0 | 0 | 29-C-3 | mntprog1 | 2018-07-14 |  | ND | SP00 | 822 | 1 | attagons | 2020-10-14 | X | 1002 | V | SPO | 39121512 | 39121512 | 75 | X | [6 empty] | 0 |  | 1 | THB | O |  | 0 | D | 0 |  |  |  |  | Non-Move | Non-Move | Non-Move
388827 | 03 | 75032748310 | SW,PUSH BUTTON,BST010,1 NC,IDEC [5] | PT011 | PC | 101.35 | 64 | 0 | 10 | 29-C-3 | mntprog1 | 2018-07-14 |  | ND | SP00 | 814 | 1 | attagons | 2020-10-14 |  | 1002 | V | SPO | 39121512 | 39121512 | 75 | X | [6 empty] | 0 |  | 1 | THB | O |  | 0 | D | 0 |  |  |  |  | Non-Move | Non-Move | Non-Move
388828 | 03 | 75032748401 | CONTACTOR,ZB4BZ101,TELE MECANIQUE [5] | PT011 | PC | 112.31 | 69 | 0 | 0 | 30-D-1 | mntprog1 | 2018-07-14 |  | ND | SP00 | 814 | 1 | mntprog1 | 2020-11-13 | X | 1002 | V | SPO | 39121529 | 39121529 | 75 | X | [6 empty] | 0 |  | 1 | THB | O |  | 0 | D | 0 |  |  |  |  | Non-Move | Non-Move | Non-Move
388829 | 03 | 75032749040 | ELEC,CONTACT,3TY74400A,SIEMENS | PT011 | ST | 1063.28 | 30 | 5 | 21 | 26-D-4 | mntprog1 | 2018-07-14 |  | VB | SP00 | 822 | 1 | attagons | 2020-10-14 | X | 1002 | V | SPO | 39121522 | 39121522 | 75 | X | [6 empty] | 0 |  | 1 | THB | O |  | 0 | D | 0 |  |  |  |  | Non-Move | Non-Move | Non-Move
388830 | 03 | 75032749060 | CONTACTOR,3TY7460-OX,SIEMENS [5] | PT011 | ST | 963.57 | 88 | 8 | 16 | 26-D-3 | mntprog1 | 2018-07-14 |  | ND | SP00 | 822 | 1 | attagons | 2020-10-14 |  | 1002 | V | SPO | 39121529 | 39121529 | 75 | X | [6 empty] | 0 |  | 1 | THB | O |  | 0 | D | 0 |  |  |  |  | Non-Move | Non-Move | Non-Move
388831 | 03 | 75032749070 | CONTACTOR,3TY7470-OX,SIEMENS | PT011 | ST | 1020 | 32 | 4 | 15 | 26-D-3 | mntprog1 | 2018-07-14 |  | VB | SP00 | 822 | 1 | attagons | 2020-10-14 |  | 1002 | V | SPO | 39121529 | 39121529 | 75 | X | [6 empty] | 0 |  | 1 | THB | O |  | 0 | D | 0 |  |  |  |  | Non-Move | Non-Move | Non-Move
388832 | 03 | 75032749080 | ELEC,CONTACT,3TY7480OX,SIEMENS [5] | PT011 | ST | 1153.43 | 34 | 6 | 12 | 26-D-5 | mntprog1 | 2018-07-14 |  | ND | SP00 | 822 | 1 | attagons | 2020-10-14 |  | 1002 | V | SPO | 39121522 | 39121522 | 75 | X | [6 empty] | 0 |  | 1 | THB | O |  | 0 | D | 0 |  |  |  |  | Non-Move | Non-Move | Non-Move
388833 | 03 | 75032749100 | CONTACTOR,3TY7500-OX,SIEMENS | PT011 | ST | 2463.88 | 59 | 4 | 15 | 26-D-6 | mntprog1 | 2018-07-14 |  | VB | SP00 | 822 | 1 | attagons | 2020-10-14 |  | 1002 | V | SPO | 39121529 | 39121529 | 75 | X | [6 empty] | 0 |  | 1 | THB | O |  | 0 | D | 0 |  |  |  |  | Non-Move | Non-Move | Non-Move
388834 | 03 | 75032749120 | ELEC,CONTACT,3TY75200A,SIEMENS | PT011 | ST | 2654 | 62 | 2 | 7 | 26-D-5 | mntprog1 | 2018-07-14 |  | VB | SP00 | 822 | 1 | attagons | 2020-10-14 |  | 1002 | V | SPO | 39121522 | 39121522 | 75 | X | [6 empty] | 0 |  | 1 | THB | O |  | 0 | D | 0 |  |  |  |  | Non-Move | Non-Move | Non-Move
388835 | 03 | 75032749140 | ELEC,CONTACT,3TY75400A,SIEMENS | PT011 | ST | 7015.06 | 30 | 3 | 14 | 26-D-7 | mntprog1 | 2018-07-14 |  | VB | SP00 | 822 | 1 | attagons | 2020-10-14 |  | 1002 | V | SPO | 39121522 | 39121522 | 75 | X | [6 empty] | 0 |  | 1 | THB | O |  | 0 | D | 0 |  |  |  |  | Non-Move | Non-Move | Non-Move
388836 | 03 | 75032749160 | ELEC,CONTACT,3TY75600A,SIEMENS [5] | PT011 | ST | 7926.48 | 30 | 2 | 6 | 26-D-7 | mntprog1 | 2018-07-14 |  | ND | SP00 | 822 | 1 | attagons | 2020-10-14 | X | 1002 | V | SPO | 39121522 | 39121522 | 75 | X | [6 empty] | 0 |  | 1 | THB | O |  | 0 | D | 0 |  |  |  |  | Non-Move | Non-Move | Non-Move
388837 | 03 | 75032749421 | CONTACTOR,LC1-D1201,TELE MECANIQUE | PT011 | PC | 431 | 0 | 2 | 8 | 30-E-5 | mntprog1 | 2018-07-14 |  | VB | SP00 | 822 | 1 | attagons | 2020-10-14 |  | 1002 | V | SPO | 39121529 | 39121529 | 75 | X | [6 empty] | 0 |  | 1 | THB | O |  | 0 | D | 0 |  |  | 75032749421 |  | Move | Non-Move | Move
388838 | 03 | 75032749422 | CONTACTOR,LC1-D2501,TELEMECANIQUE | PT011 | PC | 978 | 65 | 1 | 4 | 30-E-5 | mntprog1 | 2018-07-14 |  | VB | SP00 | 822 | 1 | attagons | 2020-10-14 | X | 1002 | V | SPO | 39121529 | 39121529 | 75 | X | [6 empty] | 0 |  | 1 | THB | O |  | 0 | D | 0 |  |  | 75032749422 |  | Move | Non-Move | Move
388839 | 03 | 75032749424 | CONTACTOR,LC1-D40D7,TELEMECANIQUE [5] | PT011 | PC | 1765.11 | 45 | 1 | 3 | 30-E-5 | mntprog1 | 2018-07-14 |  | ND | SP00 | 822 | 1 | attagons | 2020-10-14 |  | 1002 | V | SPO | 39121529 | 39121529 | 75 | X | [6 empty] | 0 |  | 1 | THB | O |  | 0 | D | 0 |  |  |  |  | Non-Move | Non-Move | Non-Move
388840 | 03 | 75032750000 | ELEC,CONTACT,D64304064A,YASKAWA [w] | PT011 | PC | 821.24 | 327 | 0 | 4 | 26-D-1 | mntprog1 | 2018-07-14 |  | ND | SP00 | 822 | 1 | attagons | 2020-10-14 | X | 1002 | V | SPO | 39121522 | 39121522 | 75 | X | [6 empty] | 0 |  | 1 | THB | O |  | 0 | D | 0 |  |  |  |  | Non-Move | Non-Move | Non-Move
388841 | 03 | 75032750030 | CONTACTOR,HI-30E,YASKAWA,PM3 | PT010 | PC | 957 | 114 | 1 | 2 | 49-D-1 | mntprog1 | 2018-07-14 |  | VB | SP00 | 822 | 1 | mntprog1 | 2021-05-05 | X | 1002 | V | SPO | 39121529 | 39121529 | 75 | X | [6 empty] | 0 |  | 1 | THB | O |  | 0 | D | 0 |  |  | 75032750030 | 75032750030 | Move | Move | Move
388842 | 03 | 75032750040 | CONTACTOR,HI-35E,YASKAWA,PM3 | PT010 | PC | 4500 | 182 | 1 | 2 | 49-D-1 | mntprog1 | 2018-07-14 |  | VB | SP00 | 822 | 1 | mntprog1 | 2021-05-05 | X | 1002 | V | SPO | 39121529 | 39121529 | 75 | X | [6 empty] | 0 |  | 1 | THB | O |  | 0 | D | 0 |  |  |  |  | Non-Move | Non-Move | Non-Move
388843 | 03 | 75032750050 | CONTACTOR,S-N65,MITSUBISHI,PM3 | PT010 | PC | 1371.81 | 30 | 1 | 2 | 49-D-1 | mntprog1 | 2018-07-14 |  | VB | SP00 | 822 | 1 | mntprog1 | 2021-05-05 |  | 1002 | V | SPO | 39121529 | 39121529 | 75 | X | [6 empty] | 0 |  | 1 | THB | O |  | 0 | D | 0 |  |  |  |  | Non-Move | Non-Move | Non-Move
388844 | 03 | 75032750056 | ELEC,CONTACT,CMS056,550-1250A,COELME [N] | PT011 | PC | 1 | 30 | 0 | 2 | 26-E-5 | mntprog1 | 2018-07-14 |  | ND | SP00 | 822 | 1 | attagons | 2020-10-14 | X | 1002 | V | SPO | 39121522 | 39121522 | 75 | X | [6 empty] | 0 |  | 1 | THB | O |  | 0 | D | 0 |  |  |  |  | Non-Move | Non-Move | Non-Move
388845 | 03 | 75032750060 | CONTACTOR,HI-65 E2,YASKAWA,PM3 | PT010 | PC | 5000 | 30 | 1 | 2 | 49-D-1 | mntprog1 | 2018-07-14 |  | VB | SP00 | 822 | 1 | mntprog1 | 2021-05-05 |  | 1002 | V | SPO | 39121529 | 39121529 | 75 | X | [6 empty] | 0 |  | 1 | THB | O |  | 0 | D | 0 |  |  |  |  | Non-Move | Non-Move | Non-Move
388846 | 03 | 75032750069 | ELEC,CONTACT,CFT069,550-1250A,COELME | PT011 | PC | 1 | 30 | 0 | 1 | 26-E-5 | mntprog1 | 2018-07-14 |  | VB | SP00 | 822 | 1 | attagons | 2020-10-14 | X | 1002 | V | SPO | 39121522 | 39121522 | 75 | X | [6 empty] | 0 |  | 1 | THB | O |  | 0 | D | 0 |  |  |  |  | Non-Move | Non-Move | Non-Move
388847 | 03 | 75032750080 | CONTACTOR,HI-100 E2,YASKAWA,PM3 | PT010 | PC | 10080 | 261 | 1 | 2 | 49-D-1 | mntprog1 | 2018-07-14 |  | VB | SP00 | 822 | 1 | mntprog1 | 2021-05-05 | X | 1002 | V | SPO | 39121529 | 39121529 | 75 | X | [6 empty] | 0 |  | 1 | THB | O |  | 0 | D | 0 |  |  |  |  | Non-Move | Non-Move | Non-Move
388848 | 03 | 75032750101 | ELEC,CONTACT,TTC6414189AH20,YASKAWA [w] | PT011 | PC | 328.5 | 327 | 0 | 12 | 26-D-1 | mntprog1 | 2018-07-14 |  | ND | SP00 | 822 | 1 | attagons | 2020-10-14 | X | 1002 | V | SPO | 39121522 | 39121522 | 75 | X | [6 empty] | 0 |  | 1 | THB | O |  | 0 | D | 0 |  |  |  |  | Non-Move | Non-Move | Non-Move
388849 | 03 | 75032750102 | ELEC,CONTACT,TTF40079AH30,YASKAWA [w] | PT011 | PC | 77.14 | 327 | 0 | 12 | 26-D-1 | mntprog1 | 2018-07-14 |  | ND | SP00 | 822 | 1 | attagons | 2020-10-14 | X | 1002 | V | SPO | 39121522 | 39121522 | 75 | X | [6 empty] | 0 |  | 1 | THB | O |  | 0 | D | 0 |  |  |  |  | Non-Move | Non-Move | Non-Move
388850 | 03 | 75032750103 | ELEC,CONTACT,TT54304529AH50,YASKAWA | PT011 | PC | 147.36 | 327 | 0 | 11 | 26-D-1 | mntprog1 | 2018-07-14 |  | VB | SP00 | 822 | 1 | attagons | 2020-10-14 | X | 1002 | V | SPO | 39121522 | 39121522 | 75 | X | [6 empty] | 0 |  | 1 | THB | O |  | 0 | D | 0 |  |  |  |  | Non-Move | Non-Move | Non-Move
388851 | 03 | 75032750105 | ELEC,CONTACT,TTC6414191AH20,YASKAWA | PT011 | PC | 114.03 | 327 | 0 | 11 | 26-D-2 | mntprog1 | 2018-07-14 |  | VB | SP00 | 822 | 1 | attagons | 2020-10-14 | X | 1002 | V | SPO | 39121522 | 39121522 | 75 | X | [6 empty] | 0 |  | 1 | THB | O |  | 0 | D | 0 |  |  |  |  | Non-Move | Non-Move | Non-Move
388852 | 03 | 75032750106 | ELEC,CONTACT,TTF400793AH30,YASKAWA [w] | PT011 | PC | 77.14 | 327 | 0 | 12 | 26-D-2 | mntprog1 | 2018-07-14 |  | ND | SP00 | 822 | 1 | attagons | 2020-10-14 | X | 1002 | V | SPO | 39121522 | 39121522 | 75 | X | [6 empty] | 0 |  | 1 | THB | O |  | 0 | D | 0 |  |  |  |  | Non-Move | Non-Move | Non-Move
388853 | 03 | 75032750107 | ELEC,CONTACT,TT54304527AH50,YASKAWA [w] | PT011 | PC | 77.14 | 327 | 0 | 12 | 26-D-2 | mntprog1 | 2018-07-14 |  | ND | SP00 | 822 | 1 | attagons | 2020-10-14 | X | 1002 | V | SPO | 39121522 | 39121522 | 75 | X | [6 empty] | 0 |  | 1 | THB | O |  | 0 | D | 0 |  |  |  |  | Non-Move | Non-Move | Non-Move
388854 | 03 | 75032750115 | ELEC,CONTACT,TTF401414AH20,YASKAWA [w] | PT011 | PC | 127.44 | 327 | 0 | 12 | 26-D-3 | mntprog1 | 2018-07-14 |  | ND | SP00 | 822 | 1 | attagons | 2020-10-14 | X | 1002 | V | SPO | 39121522 | 39121522 | 75 | X | [6 empty] | 0 |  | 1 | THB | O |  | 0 | D | 0 |  |  |  |  | Non-Move | Non-Move | Non-Move
388855 | 03 | 75032750116 | ELEC,CONTACT,TTF401676AH30,YASKAWA [w] | PT011 | PC | 167.69 | 327 | 0 | 20 | 26-D-3 | mntprog1 | 2018-07-14 |  | ND | SP00 | 822 | 1 | attagons | 2020-10-14 | X | 1002 | V | SPO | 39121522 | 39121522 | 75 | X | [6 empty] | 0 |  | 1 | THB | O |  | 0 | D | 0 |  |  |  |  | Non-Move | Non-Move | Non-Move
388856 | 03 | 75032750117 | ELEC,CONTACT,TTC641486AH25,YASKAWA [w] | PT011 | PC | 680 | 30 | 0 | 20 | 25-E-4 | mntprog1 | 2018-07-14 |  | ND | SP00 | 822 | 1 | attagons | 2020-10-14 | X | 1002 | V | SPO | 39121522 | 39121522 | 75 | X | [6 empty] | 0 |  | 1 | THB | O |  | 0 | D | 0 |  |  |  |  | Non-Move | Non-Move | Non-Move
388857 | 03 | 75032750118 | ELEC,CONTACT,TTC6415450AH35,YASKAWA [w] | PT011 | PC | 670 | 30 | 0 | 23 | 25-E-3 | mntprog1 | 2018-07-14 |  | ND | SP00 | 822 | 1 | attagons | 2020-10-14 | X | 1002 | V | SPO | 39121522 | 39121522 | 75 | X | [6 empty] | 0 |  | 1 | THB | O |  | 0 | D | 0 |  |  |  |  | Non-Move | Non-Move | Non-Move
388858 | 03 | 75032750119 | ELEC,CONTACT,TTF401509AH50,YASKAWA [w] | PT011 | PC | 1430 | 30 | 0 | 46 | 25-E-2 | mntprog1 | 2018-07-14 |  | ND | SP00 | 822 | 1 | attagons | 2020-10-14 | X | 1002 | V | SPO | 39121522 | 39121522 | 75 | X | [6 empty] | 0 |  | 1 | THB | O |  | 0 | D | 0 |  |  |  |  | Non-Move | Non-Move | Non-Move
388859 | 03 | 75032750120 | ELEC,CONTACT,TTF401393AH80,YASKAWA | PT011 | PC | 514.4 | 100 | 5 | 20 | 26-D-8 | mntprog1 | 2018-07-14 |  | VB | SP00 | 822 | 1 | attagons | 2020-10-14 | X | 1002 | V | SPO | 39121522 | 39121522 | 75 | X | [6 empty] | 0 |  | 1 | THB | O |  | 0 | D | 0 |  |  |  |  | Non-Move | Non-Move | Non-Move
388860 | 03 | 75032750122 | ELEC,CONTACT,TTF401397AH125,YASKAWA | PT011 | PC | 1100 | 30 | 5 | 18 | 26-E-8 | mntprog1 | 2018-07-14 |  | VB | SP00 | 822 | 1 | attagons | 2020-10-14 | X | 1002 | V | SPO | 39121522 | 39121522 | 75 | X | [6 empty] | 0 |  | 1 | THB | O |  | 0 | D | 0 |  |  |  |  | Non-Move | Non-Move | Non-Move
388861 | 03 | 75032750123 | ELEC,CONTACT,F401399A,YASKAWA {8} | PT011 | PC | 1100 | 30 | 0 | 22 | 26-D-8 | mntprog1 | 2018-07-14 |  | ND | SP00 | 822 | 1 | attagons | 2020-10-14 | X | 1002 | V | SPO | 39121522 | 39121522 | 75 | X | [6 empty] | 0 |  | 1 | THB | O |  | 0 | D | 0 |  |  |  |  | Non-Move | Non-Move | Non-Move
388862 | 03 | 75032750124 | ELEC,CONTACT,FC6409480A,YASKAWA [w] | PT011 | PC | 2719.79 | 327 | 0 | 12 | 26-D-5 | mntprog1 | 2018-07-14 |  | ND | SP00 | 822 | 1 | attagons | 2020-10-14 | X | 1002 | V | SPO | 39121522 | 39121522 | 75 | X | [6 empty] | 0 |  | 1 | THB | O |  | 0 | D | 0 |  |  |  |  | Non-Move | Non-Move | Non-Move
388863 | 03 | 75032750200 | CONTACTOR,HI-300E,YASKAWA,PM3(5) | PT010 | PC | 28800 | 30 | 0 | 4 | 49-F-3 | mntprog1 | 2018-07-14 |  | ND | SP00 | 822 | 1 | mntprog1 | 2021-05-05 | X | 1002 | V | SPO | 39121529 | 39121529 | 75 | X | [6 empty] | 0 |  | 1 | THB | O |  | 0 | D | 0 |  |  |  |  | Non-Move | Non-Move | Non-Move
388864 | 03 | 75032750201 | CONTACTOR,3TF2010-OAMO,SIEMENS [5] | PT011 | PC | 668.89 | 34 | 2 | 8 | 26-C-2 | mntprog1 | 2018-07-14 |  | ND | SP00 | 822 | 1 | attagons | 2020-10-14 |  | 1002 | V | SPO | 39121529 | 39121529 | 75 | X | [6 empty] | 0 |  | 1 | THB | O |  | 0 | D | 0 |  |  |  |  | Non-Move | Non-Move | Non-Move
388865 | 03 | 75032750210 | CONTACTOR,HU-431E-S,YASKAWA [ZN] | PT011 | PC | 17840 | 145 | 0 | 1 | W1-A-2 | mntprog1 | 2018-07-14 |  | ZN | SP00 | 822 | 1 | mntprog1 | 2021-04-05 | X | 1002 | V | SPO | 39121529 | 39121529 | 75 | X | [6 empty] | 0 |  | 0 | THB | O |  | 0 | D | 0 |  |  |  |  | Non-Move | Non-Move | Non-Move
388866 | 03 | 75032750222 | CONTACTOR,S-T25,MITSUBISHI ซ้ำ [8] | PT011 | PC | 673.43 | 60 | 1 | 2 | 30-E-2 | mntprog1 | 2018-07-14 |  | ND | SP00 | 822 | 1 | mntprog1 | 2021-05-17 |  | 1002 | V | SPO | 39121529 | 39121529 | 75 | X | [6 empty] | 0 |  | 1 | THB | O |  | 0 | D | 0 |  |  | 75032750222 | 75032750222 | Move | Move | Move
388867 | 03 | 75032750223 | CONTACTOR,S-N35,MITSUBISHI [8] | PT011 | PC | 1028.49 | 65 | 0 | 6 | 30-E-2 | mntprog1 | 2018-07-14 |  | ND | SP00 | 822 | 1 | mntprog1 | 2020-01-07 |  | 1002 | V | SPO | 39121529 | 39121529 | 75 | X | [6 empty] | 0 |  | 1 | THB | O |  | 0 | D | 0 |  |  |  |  | Non-Move | Non-Move | Non-Move
388868 | 03 | 75032750224 | CONTACTOR,SN-35,MITSUBISHI ซ้ำ [8] | PT011 | PC | 914.54 | 60 | 1 | 6 | 30-E-2 | mntprog1 | 2018-07-14 |  | ND | SP00 | 822 | 1 | mntprog1 | 2021-05-17 |  | 1002 | V | SPO | 39121529 | 39121529 | 75 | X | [6 empty] | 0 |  | 1 | THB | O |  | 0 | D | 0 |  |  |  |  | Non-Move | Non-Move | Non-Move
388869 | 03 | 75032750225 | CONTACTOR,S-T50 COIL OPERATED [8 ���] | PT011 | PC | 1122.39 | 60 | 0 | 1 | 30-E-4 | mntprog1 | 2018-07-14 |  | VB | SP00 | 822 | 1 | mntprog1 | 2021-03-16 |  | 1002 | V | SPO | 39121529 | 39121529 | 75 | X | [6 empty] | 0 |  | 1 | THB | O |  | 0 | D | 0 |  |  |  |  | Non-Move | Non-Move | Non-Move
388870 | 03 | 75032750226 | CONTACTOR,SN-65,MITSUBISHI | PT011 | PC | 1441.52 | 60 | 2 | 4 | 30-E-4 | mntprog1 | 2018-07-14 |  | VB | SP00 | 822 | 1 | attagons | 2020-10-14 |  | 1002 | V | SPO | 39121529 | 39121529 | 75 | X | [6 empty] | 0 |  | 1 | THB | O |  | 0 | D | 0 |  |  | 75032750226 | 75032750226 | Move | Move | Move
388871 | 03 | 75032750228 | CONTACTOR,S-N125,MITSUBISHI [5] | PT011 | PC | 3175 | 70 | 0 | 1 | 26-B-3 | mntprog1 | 2018-07-14 |  | ND | SP00 | 822 | 1 | attagons | 2020-10-14 |  | 1002 | V | SPO | 39121529 | 39121529 | 75 | X | [6 empty] | 0 |  | 1 | THB | O |  | 0 | D | 0 |  |  |  |  | Non-Move | Non-Move | Non-Move
388872 | 03 | 75032750229 | CONTACTOR,SN-125,MITSUBISHI [5] | PT011 | PC | 3520.23 | 75 | 0 | 2 | 26-B-4 | mntprog1 | 2018-07-14 |  | ND | SP00 | 822 | 1 | attagons | 2020-10-14 |  | 1002 | V | SPO | 39121529 | 39121529 | 75 | X | [6 empty] | 0 |  | 1 | THB | O |  | 0 | D | 0 |  |  |  |  | Non-Move | Non-Move | Non-Move
388873 | 03 | 75032750230 | CONTACTOR,SN-200,MITSUBISHI [5] | PT011 | PC | 8204.96 | 60 | 0 | 0 | 30-B-5 | mntprog1 | 2018-07-14 |  | ND | SP00 | 822 | 1 | attagons | 2020-10-14 |  | 1002 | V | SPO | 39121529 | 39121529 | 75 | X | [6 empty] | 0 |  | 1 | THB | O |  | 0 | D | 0 |  |  |  |  | Non-Move | Non-Move | Non-Move
388874 | 03 | 75032750231 | CONTACTOR,SN-300,MITSUBISHI | PT011 | PC | 38000 | 60 | 0 | 1 | 30-B-6 | mntprog1 | 2018-07-14 |  | VB | SP00 | 822 | 1 | attagons | 2020-10-14 | X | 1002 | V | SPO | 39121529 | 39121529 | 75 | X | [6 empty] | 0 |  | 1 | THB | O |  | 0 | D | 0 |  |  |  |  | Non-Move | Non-Move | Non-Move
388875 | 03 | 75032750233 | GP,CURRENTRELAY,RLC11FH,20A,YASKAWA,{ZN} | PT011 | PC | 48769.3 | 398 | 0 | 1 | W5-1-C-4 | mntprog1 | 2018-07-14 |  | ZN | SP00 | 846 | 1 | mntprog1 | 2021-04-05 |  | 1002 | V | SPO | 31171700 | 31171700 | 75 | X | [6 empty] | 0 |  | 0 | THB | O |  | 0 | D | 0 |  |  |  |  | Non-Move | Non-Move | Non-Move
388876 | 03 | 75032750236 | CONTACTOR,HGFO-978-C-Y3T,YASKAWA [ZN] | PT011 | PC | 172117.42 | 118 | 0 | 2 | หน้า A-B | mntprog1 | 2018-07-14 |  | ZN | SP00 | 822 | 1 | mntprog1 | 2021-04-05 | X | 1002 | V | SPO | 39121529 | 39121529 | 75 | X | [6 empty] | 0 |  | 0 | THB | O |  | 0 | D | 0 |  |  |  |  | Non-Move | Non-Move | Non-Move
388877 | 03 | 75032750237 | CONTACTOR,HGFO-968C-Y3CT,YASKAWA [ZN] | PT011 | PC | 55000 | 30 | 0 | 1 | หน้า A-B | mntprog1 | 2018-07-14 |  | ZN | SP00 | 822 | 1 | mntprog1 | 2021-04-05 | X | 1002 | V | SPO | 39121529 | 39121529 | 75 | X | [6 empty] | 0 |  | 0 | THB | O |  | 0 | D | 0 |  |  |  |  | Non-Move | Non-Move | Non-Move
388878 | 03 | 75032750239 | CONTACTOR,CAD32D7,TELEMECANIQUE | PT011 | PC | 622.8 | 60 | 2 | 4 | 30-D-4 | mntprog1 | 2018-07-14 |  | VB | SP00 | 822 | 1 | attagons | 2020-10-14 | X | 1002 | V | SPO | 39121529 | 39121529 | 75 | X | [6 empty] | 0 |  | 1 | THB | O |  | 0 | D | 0 |  |  |  |  | Non-Move | Non-Move | Non-Move
388879 | 03 | 75032750240 | CONTACTOR,3TF-5022-OXDO,SIEMENS [5] | PT011 | PC | 2176.25 | 84 | 0 | 2 | 26-B-3 | mntprog1 | 2018-07-14 |  | ND | SP00 | 822 | 1 | attagons | 2020-10-14 |  | 1002 | V | SPO | 39121529 | 39121529 | 75 | X | [6 empty] | 0 |  | 1 | THB | O |  | 0 | D | 0 |  |  |  |  | Non-Move | Non-Move | Non-Move
388880 | 03 | 75032750241 | CONTACTOR,3TB4122-0XD0,SIEMENS | PT011 | PC | 625 | 65 | 2 | 4 | 26-C-4 | mntprog1 | 2018-07-14 |  | VB | SP00 | 822 | 1 | attagons | 2020-10-14 | X | 1002 | V | SPO | 39121529 | 39121529 | 75 | X | [6 empty] | 0 |  | 1 | THB | O |  | 0 | D | 0 |  |  |  |  | Non-Move | Non-Move | Non-Move
388881 | 03 | 75032750242 | CONTACTOR,3TB4222OXPO,SIEMENS | PT011 | ST | 330 | 35 | 4 | 8 | 26-C-5 | mntprog1 | 2018-07-14 |  | VB | SP00 | 822 | 1 | attagons | 2020-10-14 |  | 1002 | V | SPO | 39121529 | 39121529 | 75 | X | [6 empty] | 0 |  | 1 | THB | O |  | 0 | D | 0 |  |  |  |  | Non-Move | Non-Move | Non-Move
388882 | 03 | 75032750244 | CONTACTOR,3TF4422-OXPO,«éÓãªé75032753442 | PT011 | ST | 893.93 | 68 | 0 | 4 | 26-D-6 | mntprog1 | 2018-07-14 |  | ND | SP00 | 822 | 1 | attagons | 2020-10-14 |  | 1002 | V | SPO | 39121529 | 39121529 | 75 | X | [6 empty] | 0 |  | 1 | THB | O |  | 0 | D | 0 |  |  |  |  | Non-Move | Non-Move | Non-Move
388883 | 03 | 75032750245 | CONTACTOR,3TF45 11-0A,SIEMENS [5] | PT011 | ST | 907.5 | 30 | 0 | 2 | 26-C-7 | mntprog1 | 2018-07-14 |  | ND | SP00 | 822 | 1 | attagons | 2020-10-14 | X | 1002 | V | SPO | 39121529 | 39121529 | 75 | X | [6 empty] | 0 |  | 1 | THB | O |  | 0 | D | 0 |  |  |  |  | Non-Move | Non-Move | Non-Move
388884 | 03 | 75032750246 | CONTACTOR,3TF46 22-OXPO,SIEMENS [5] | PT011 | ST | 5078.03 | 30 | 3 | 8 | 26-C-8 | mntprog1 | 2018-07-14 |  | ND | SP00 | 822 | 1 | attagons | 2020-10-14 |  | 1002 | V | SPO | 39121529 | 39121529 | 75 | X | [6 empty] | 0 |  | 1 | THB | O |  | 0 | D | 0 |  |  |  |  | Non-Move | Non-Move | Non-Move
388885 | 03 | 75032750247 | CONTACTOR,3TF4722OXPO,SIEMENS | PT011 | PC | 1377.5 | 30 | 3 | 5 | 26-B-1 | mntprog1 | 2018-07-14 |  | VB | SP00 | 822 | 1 | attagons | 2020-10-14 |  | 1002 | V | SPO | 39121529 | 39121529 | 75 | X | [6 empty] | 0 |  | 1 | THB | O |  | 0 | D | 0 |  |  |  |  | Non-Move | Non-Move | Non-Move
388886 | 03 | 75032750248 | CONTACTOR,3TF48 22-0A,SIEMENS [5] | PT011 | ST | 1522.23 | 54 | 2 | 5 | 26-B-2 | mntprog1 | 2018-07-14 |  | ND | SP00 | 822 | 1 | attagons | 2020-10-14 |  | 1002 | V | SPO | 39121529 | 39121529 | 75 | X | [6 empty] | 0 |  | 1 | THB | O |  | 0 | D | 0 |  |  |  |  | Non-Move | Non-Move | Non-Move
388887 | 03 | 75032750250 | CONTACTOR,3TF-5022-OXPO,SIEMENS [5] | PT011 | PC | 2171.63 | 72 | 0 | 5 | 26-B-4 | mntprog1 | 2018-07-14 |  | ND | SP00 | 822 | 1 | attagons | 2020-10-14 |  | 1002 | V | SPO | 39121529 | 39121529 | 75 | X | [6 empty] | 0 |  | 1 | THB | O |  | 0 | D | 0 |  |  |  |  | Non-Move | Non-Move | Non-Move
388888 | 03 | 75032750252 | CONTACTOR,3TF5222-OX,SIEMENS [5] | PT011 | ST | 3450 | 21 | 2 | 4 | 26-B-6 | mntprog1 | 2018-07-14 |  | ND | SP00 | 822 | 1 | attagons | 2020-10-14 |  | 1002 | V | SPO | 39121529 | 39121529 | 75 | X | [6 empty] | 0 |  | 1 | THB | O |  | 0 | D | 0 |  |  |  |  | Non-Move | Non-Move | Non-Move
388889 | 03 | 75032750254 | CONTACTOR,3TF-5422-OXP,SIEMENS [5] | PT011 | ST | 6408.2 | 77 | 1 | 3 | 26-B-2 | mntprog1 | 2018-07-14 |  | ND | SP00 | 822 | 1 | attagons | 2020-10-14 |  | 1002 | V | SPO | 39121529 | 39121529 | 75 | X | [6 empty] | 0 |  | 1 | THB | O |  | 0 | D | 0 |  |  |  |  | Non-Move | Non-Move | Non-Move
388890 | 03 | 75032750256 | CONTACTOR,3TF56 22-0A,SIEMENS [5] | PT011 | ST | 11158.75 | 30 | 2 | 4 | 26-A-6 | mntprog1 | 2018-07-14 |  | ND | SP00 | 822 | 1 | attagons | 2020-10-14 | X | 1002 | V | SPO | 39121529 | 39121529 | 75 | X | [6 empty] | 0 |  | 1 | THB | O |  | 0 | D | 0 |  |  |  |  | Non-Move | Non-Move | Non-Move
388891 | 03 | 75032750257 | CONTACTOR,3TH20 22-OADO,SIEMENS | PT011 | PC | 846 | 60 | 1 | 2 | 26-C-2 | mntprog1 | 2018-07-14 |  | VB | SP00 | 822 | 1 | attagons | 2020-10-14 | X | 1002 | V | SPO | 39121529 | 39121529 | 75 | X | [6 empty] | 0 |  | 1 | THB | O |  | 0 | D | 0 |  |  |  |  | Non-Move | Non-Move | Non-Move
388892 | 03 | 75032750258 | CONTACTOR,3TH2022-OBF4,SIEMENS | PT011 | PC | 1000 | 30 | 0 | 1 | 26-C-2 | mntprog1 | 2018-07-14 |  | VB | SP00 | 822 | 1 | attagons | 2020-10-14 | X | 1002 | V | SPO | 39121529 | 39121529 | 75 | X | [6 empty] | 0 |  | 1 | THB | O |  | 0 | D | 0 |  |  |  |  | Non-Move | Non-Move | Non-Move
388893 | 03 | 75032750259 | CONTACTOR,3TH2022-OTB4,SIEMENS | PT011 | PC | 1070 | 30 | 0 | 1 | 26-C-2 | mntprog1 | 2018-07-14 |  | VB | SP00 | 822 | 1 | attagons | 2020-10-14 | X | 1002 | V | SPO | 39121529 | 39121529 | 75 | X | [6 empty] | 0 |  | 1 | THB | O |  | 0 | D | 0 |  |  |  |  | Non-Move | Non-Move | Non-Move
388894 | 03 | 75032750261 | CONTACTOR,3TH2031-OTB4,SIEMENS [5] | PT011 | PC | 1080 | 30 | 0 | 1 | 26-E-2 | mntprog1 | 2018-07-14 |  | ND | SP00 | 822 | 1 | attagons | 2020-10-14 | X | 1002 | V | SPO | 39121529 | 39121529 | 75 | X | [6 empty] | 0 |  | 1 | THB | O |  | 0 | D | 0 |  |  |  |  | Non-Move | Non-Move | Non-Move
388895 | 03 | 75032750262 | CONTACTOR,3TH2031-OBB4,SIEMENS | PT011 | PC | 950 | 30 | 0 | 1 | 26-C-2 | mntprog1 | 2018-07-14 |  | VB | SP00 | 822 | 1 | attagons | 2020-10-14 | X | 1002 | V | SPO | 39121529 | 39121529 | 75 | X | [6 empty] | 0 |  | 1 | THB | O |  | 0 | D | 0 |  |  |  |  | Non-Move | Non-Move | Non-Move
388896 | 03 | 75032750263 | CONTACTOR,3TH2031-OBF4,SIEMENS [5] | PT011 | PC | 870 | 30 | 0 | 1 | 26-C-2 | mntprog1 | 2018-07-14 |  | ND | SP00 | 822 | 1 | mntprog1 | 2021-04-05 | X | 1002 | V | SPO | 39121529 | 39121529 | 75 | X | [6 empty] | 0 |  | 1 | THB | O |  | 0 | D | 0 |  |  |  |  | Non-Move | Non-Move | Non-Move
388897 | 03 | 75032750268 | CONTACTOR,3TF2080-OBF4,SIEMENS [N] | PT011 | PC | 1053 | 30 | 0 | 2 | 26-C-1 | mntprog1 | 2018-07-14 |  | ND | SP00 | 822 | 1 | attagons | 2020-10-14 | X | 1002 | V | SPO | 39121529 | 39121529 | 75 | X | [6 empty] | 0 |  | 1 | THB | O |  | 0 | D | 0 |  |  |  |  | Non-Move | Non-Move | Non-Move
388898 | 03 | 75032750276 | CONTACTOR,3TH2262-OBF4,SIEMENS [5] | PT011 | PC | 1300 | 30 | 0 | 1 | 26-C-3 | mntprog1 | 2018-07-14 |  | ND | SP00 | 822 | 1 | attagons | 2020-10-14 | X | 1002 | V | SPO | 39121529 | 39121529 | 75 | X | [6 empty] | 0 |  | 1 | THB | O |  | 0 | D | 0 |  |  |  |  | Non-Move | Non-Move | Non-Move
388899 | 03 | 75032750278 | CONTACTOR,3TH2280-OBF4,SIEMENS [N] | PT011 | PC | 1 | 30 | 0 | 2 | 26-C-3 | mntprog1 | 2018-07-14 |  | ND | SP00 | 822 | 1 | attagons | 2020-10-14 | X | 1002 | V | SPO | 39121529 | 39121529 | 75 | X | [6 empty] | 0 |  | 1 | THB | O |  | 0 | D | 0 |  |  |  |  | Non-Move | Non-Move | Non-Move
388900 | 03 | 75032750283 | CONTACTOR,3TH4013-OBF4,SIEMENS | PT011 | PC | 1 | 30 | 0 | 1 | 26-C-5 | mntprog1 | 2018-07-14 |  | VB | SP00 | 822 | 1 | attagons | 2020-10-14 | X | 1002 | V | SPO | 39121529 | 39121529 | 75 | X | [6 empty] | 0 |  | 1 | THB | O |  | 0 | D | 0 |  |  |  |  | Non-Move | Non-Move | Non-Move
388901 | 03 | 75032750284 | CONTACTOR,3TH4031-OBB4,SIEMENS | PT011 | PC | 1274 | 30 | 0 | 1 | 26-C-5 | mntprog1 | 2018-07-14 |  | VB | SP00 | 822 | 1 | attagons | 2020-10-14 | X | 1002 | V | SPO | 39121529 | 39121529 | 75 | X | [6 empty] | 0 |  | 1 | THB | O |  | 0 | D | 0 |  |  |  |  | Non-Move | Non-Move | Non-Move
388902 | 03 | 75032750285 | CONTACTOR,3TH4031-OBF4,SIEMENS [N] | PT011 | PC | 208.69 | 30 | 0 | 7 | 26-C-4 | mntprog1 | 2018-07-14 |  | ND | SP00 | 822 | 1 | attagons | 2020-10-14 | X | 1002 | V | SPO | 39121529 | 39121529 | 75 | X | [6 empty] | 0 |  | 1 | THB | O |  | 0 | D | 0 |  |  |  |  | Non-Move | Non-Move | Non-Move
388903 | 03 | 75032750294 | CONTACTOR,3TH4244-6BB4,SIEMENS | PT011 | PC | 1 | 30 | 0 | 1 | 26-C-5 | mntprog1 | 2018-07-14 |  | VB | SP00 | 822 | 1 | attagons | 2020-10-14 | X | 1002 | V | SPO | 39121529 | 39121529 | 75 | X | [6 empty] | 0 |  | 1 | THB | O |  | 0 | D | 0 |  |  |  |  | Non-Move | Non-Move | Non-Move
388904 | 03 | 75032750295 | CONTACTOR,LC1-D12004D7,TELEMECANIQUE [5] | PT011 | EA | 427.9 | 44 | 1 | 2 | 30-D-7 | mntprog1 | 2018-07-14 |  | ND | SP00 | 811 | 1 | attagons | 2020-10-14 |  | 1002 | V | SPO | 39121529 | 39121529 | 75 | X | [6 empty] | 0 |  | 1 | THB | O |  | 0 | D | 0 |  |  | 75032750295 |  | Move | Non-Move | Move
388905 | 03 | 75032750296 | CONTACTOR,LC1-D12D7,TELEMECANIQUE | PT011 | PC | 395.3 | 52 | 2 | 4 | 30-D-7 | mntprog1 | 2018-07-14 |  | VB | SP00 | 811 | 1 | attagons | 2020-10-14 |  | 1002 | V | SPO | 39121529 | 39121529 | 75 | X | [6 empty] | 0 |  | 1 | THB | O |  | 0 | D | 0 |  |  |  |  | Non-Move | Non-Move | Non-Move
388906 | 03 | 75032750298 | CONTACTOR,LC1D128D7,TELE MECANIQUE | PT011 | EA | 1380.24 | 41 | 2 | 4 | 30-D-7 | mntprog1 | 2018-07-14 |  | VB | SP00 | 822 | 1 | attagons | 2020-10-14 |  | 1002 | V | SPO | 39121529 | 39121529 | 75 | X | [6 empty] | 0 |  | 1 | THB | O |  | 0 | D | 0 |  |  | 75032750298 | 75032750298 | Move | Move | Move
388907 | 03 | 75032750300 | CONTACTOR,LC1D18M7,TELEMECANIQUE [5] | PT011 | PC | 672.64 | 54 | 0 | 0 | 30-D-5 | mntprog1 | 2018-07-14 |  | ND | SP00 | 822 | 1 | attagons | 2020-10-14 |  | 1002 | V | SPO | 39121529 | 39121529 | 75 | X | [6 empty] | 0 |  | 1 | THB | O |  | 0 | D | 0 |  |  |  |  | Non-Move | Non-Move | Non-Move
388908 | 03 | 75032750304 | CONTACTOR,LC1-D09 D7,TELEMECANIQUE [5] | PT011 | EA | 328.14 | 30 | 0 | 5 | 30-A-3 | mntprog1 | 2018-07-14 |  | ND | SP00 | 811 | 1 | attagons | 2020-10-14 |  | 1002 | V | SPO | 39121529 | 39121529 | 75 | X | [6 empty] | 0 |  | 1 | THB | O |  | 0 | D | 0 |  |  |  |  | Non-Move | Non-Move | Non-Move
388909 | 03 | 75032750305 | CONTACTOR,LC1-D09 M7,TELEMECANIQUE | PT011 | PC | 312.75 | 96 | 3 | 6 | 30-D-5 | mntprog1 | 2018-07-14 |  | VB | SP00 | 822 | 1 | attagons | 2020-10-14 |  | 1002 | V | SPO | 39121529 | 39121529 | 75 | X | [6 empty] | 0 |  | 1 | THB | O |  | 0 | D | 0 |  |  |  |  | Non-Move | Non-Move | Non-Move
388910 | 03 | 75032750308 | CONTACTOR,LC1-D258D7,TELEMECANIQUE | PT011 | EA | 2174.15 | 55 | 2 | 4 | 30-D-6 | mntprog1 | 2018-07-14 |  | VB | SP00 | 822 | 1 | attagons | 2020-10-14 |  | 1002 | V | SPO | 39121529 | 39121529 | 75 | X | [6 empty] | 0 |  | 1 | THB | O |  | 0 | D | 0 |  |  |  |  | Non-Move | Non-Move | Non-Move
388911 | 03 | 75032750325 | CONTACTOR,LC1-D25D7,TELEMECANIQUE | PT011 | PC | 908.3 | 76 | 2 | 4 | 30-D-6 | mntprog1 | 2018-07-14 |  | VB | SP00 | 811 | 1 | attagons | 2020-10-14 |  | 1002 | V | SPO | 39121529 | 39121529 | 75 | X | [6 empty] | 0 |  | 1 | THB | O |  | 0 | D | 0 |  |  | 75032750325 |  | Move | Non-Move | Move
388912 | 03 | 75032750355 | CONTACTOR,LC1 D32 D7,TELE MECANIQUE | PT011 | PC | 1206 | 57 | 2 | 4 | 30-D-7 | mntprog1 | 2018-07-14 |  | VB | SP00 | 811 | 1 | attagons | 2020-10-14 |  | 1002 | V | SPO | 39121529 | 39121529 | 75 | X | [6 empty] | 0 |  | 1 | THB | O |  | 0 | D | 0 |  |  |  | 75032750355 | Non-Move | Move | Move
388913 | 03 | 75032750360 | CONTACTOR,LC1-D18 D7,TELEMECANIQUE | PT011 | PC | 658.8 | 111 | 0 | 2 | 30-D-5 | mntprog1 | 2018-07-14 |  | VB | SP00 | 822 | 1 | attagons | 2020-10-14 |  | 1002 | V | SPO | 39121529 | 39121529 | 75 | X | [6 empty] | 0 |  | 1 | THB | O |  | 0 | D | 0 |  |  |  |  | Non-Move | Non-Move | Non-Move
388914 | 03 | 75032750370 | CONTACTOR,H10C,HITACHI [5] | PT011 | PC | 264.92 | 30 | 1 | 2 | 30-D-2 | mntprog1 | 2018-07-14 |  | ND | SP00 | 822 | 1 | attagons | 2020-10-14 | X | 1002 | V | SPO | 39121529 | 39121529 | 75 | X | [6 empty] | 0 |  | 1 | THB | O |  | 0 | D | 0 |  |  |  |  | Non-Move | Non-Move | Non-Move
388915 | 03 | 75032751303 | CONTACTOR,A30-30-01,ABB [5] | PT011 | PC | 1348 | 32 | 1 | 2 | 30-C-6 | mntprog1 | 2018-07-14 |  | ND | SP00 | 822 | 1 | attagons | 2020-10-14 | X | 1002 | V | SPO | 39121529 | 39121529 | 75 | X | [6 empty] | 0 |  | 1 | THB | O |  | 0 | D | 0 |  |  |  |  | Non-Move | Non-Move | Non-Move
388916 | 03 | 75032752022 | CONTACTOR,3TH20 22-OMB4,SIEMENS [5] | PT011 | PC | 1060 | 30 | 0 | 1 | 26-E-2 | mntprog1 | 2018-07-14 |  | ND | SP00 | 822 | 1 | attagons | 2020-10-14 | X | 1002 | V | SPO | 39121529 | 39121529 | 75 | X | [6 empty] | 0 |  | 1 | THB | O |  | 0 | D | 0 |  |  |  |  | Non-Move | Non-Move | Non-Move
388917 | 03 | 75032753442 | CONTACTOR,3TF44 22-OXPO,SIEMENS [5]«éÓ | PT011 | PC | 745 | 30 | 0 | 1 | 26-D-7 | mntprog1 | 2018-07-14 |  | ND | SP00 | 822 | 1 | attagons | 2020-10-14 | X | 1002 | V | SPO | 39121529 | 39121529 | 75 | X | [6 empty] | 0 |  | 1 | THB | O |  | 0 | D | 0 |  |  |  |  | Non-Move | Non-Move | Non-Move
388918 | 03 | 75032753462 | CONTACTOR,3TF46 22-OAPO,SIEMENS [5] | PT011 | PC | 1015 | 30 | 0 | 1 | 26-C-8 | mntprog1 | 2018-07-14 |  | ND | SP00 | 822 | 1 | attagons | 2020-10-14 | X | 1002 | V | SPO | 39121529 | 39121529 | 75 | X | [6 empty] | 0 |  | 1 | THB | O |  | 0 | D | 0 |  |  |  |  | Non-Move | Non-Move | Non-Move
388919 | 03 | 75032753522 | CONTACTOR,3TF52 22-OAPO,SIEMENS [5] | PT011 | PC | 3450 | 30 | 0 | 1 | 26-B-7 | mntprog1 | 2018-07-14 |  | ND | SP00 | 822 | 1 | attagons | 2020-10-14 | X | 1002 | V | SPO | 39121529 | 39121529 | 75 | X | [6 empty] | 0 |  | 1 | THB | O |  | 0 | D | 0 |  |  |  |  | Non-Move | Non-Move | Non-Move
388920 | 03 | 75032753532 | CONTACTOR,3TF53 22-OAPO,SIEMENS [5] | PT011 | PC | 4915 | 30 | 0 | 1 | 26-B-8 | mntprog1 | 2018-07-14 |  | ND | SP00 | 822 | 1 | attagons | 2020-10-14 | X | 1002 | V | SPO | 39121529 | 39121529 | 75 | X | [6 empty] | 0 |  | 1 | THB | O |  | 0 | D | 0 |  |  |  |  | Non-Move | Non-Move | Non-Move
388921 | 03 | 75032753552 | CONTACTOR,3TF55 22-OAPO,SIEMENS [5] | PT011 | PC | 12500 | 30 | 0 | 1 | 26-A-3 | mntprog1 | 2018-07-14 |  | ND | SP00 | 822 | 1 | attagons | 2020-10-14 | X | 1002 | V | SPO | 39121529 | 39121529 | 75 | X | [6 empty] | 0 |  | 1 | THB | O |  | 0 | D | 0 |  |  |  |  | Non-Move | Non-Move | Non-Move
388922 | 03 | 75032753562 | CONTACTOR,3TF56 22-OAPO,SIEMENS [5] | PT011 | PC | 1 | 30 | 0 | 1 | 26-A-5 | mntprog1 | 2018-07-14 |  | ND | SP00 | 822 | 1 | attagons | 2020-10-14 | X | 1002 | V | SPO | 39121529 | 39121529 | 75 | X | [6 empty] | 0 |  | 1 | THB | O |  | 0 | D | 0 |  |  |  |  | Non-Move | Non-Move | Non-Move
388923 | 03 | 75032753572 | CONTACTOR,3RT1076-6AP36,SIEMENS [5] | PT011 | PC | 38000 | 30 | 0 | 1 | 26-A-8 | mntprog1 | 2018-07-14 |  | ND | SP00 | 822 | 1 | attagons | 2020-10-14 | X | 1002 | V | SPO | 39121529 | 39121529 | 75 | X | [6 empty] | 0 |  | 1 | THB | O |  | 0 | D | 0 |  |  |  |  | Non-Move | Non-Move | Non-Move
388924 | 03 | 75032754202 | CONTACTOR,3TH20 22-OAPO,SIEMENS [5] | PT011 | PC | 795.53 | 30 | 0 | 1 | 26-E-3 | mntprog1 | 2018-07-14 |  | ND | SP00 | 822 | 1 | attagons | 2020-10-14 |  | 1002 | V | SPO | 39121529 | 39121529 | 75 | X | [6 empty] | 0 |  | 1 | THB | O |  | 0 | D | 0 |  |  |  |  | Non-Move | Non-Move | Non-Move
388925 | 03 | 75032754402 | CONTACTOR,3TH40 22-OBF4,SIEMENS [N] | PT011 | PC | 1 | 30 | 2 | 10 | 26-C-4 | mntprog1 | 2018-07-14 |  | ND | SP00 | 822 | 1 | attagons | 2020-10-14 | X | 1002 | V | SPO | 39121529 | 39121529 | 75 | X | [6 empty] | 0 |  | 1 | THB | O |  | 0 | D | 0 |  |  |  |  | Non-Move | Non-Move | Non-Move
388926 | 03 | 75032755008 | ELEC,CONTACT,TCBT5501250A,CMT008, [N] | PT011 | PC | 1 | 30 | 0 | 2 | 26-E-5 | mntprog1 | 2018-07-14 |  | ND | SP00 | 822 | 1 | attagons | 2020-10-14 | X | 1002 | V | SPO | 39121522 | 39121522 | 75 | X | [6 empty] | 0 |  | 1 | THB | O |  | 0 | D | 0 |  |  |  |  | Non-Move | Non-Move | Non-Move
388927 | 03 | 75032755116 | ELEC,CONTACT,TCBT5501250A,CMS116,COE [N] | PT011 | PC | 1 | 30 | 0 | 8 | 26-E-5 | mntprog1 | 2018-07-14 |  | ND | SP00 | 822 | 1 | attagons | 2020-10-14 | X | 1002 | V | SPO | 39121522 | 39121522 | 75 | X | [6 empty] | 0 |  | 1 | THB | O |  | 0 | D | 0 |  |  |  |  | Non-Move | Non-Move | Non-Move
388928 | 03 | 75032755250 | CONTACTOR,SC-05,FUJI | PT011 | PC | 374.03 | 31 | 2 | 4 | 30-C-8 | mntprog1 | 2018-07-14 |  | VB | SP00 | 822 | 1 | attagons | 2020-10-14 |  | 1002 | V | SPO | 39121529 | 39121529 | 75 | X | [6 empty] | 0 |  | 1 | THB | O |  | 0 | D | 0 |  |  |  |  | Non-Move | Non-Move | Non-Move
388929 | 03 | 75032755255 | CONTACTOR,SC-0,FUJI,220 VAC [5] | PT011 | PC | 318.75 | 65 | 0 | 3 | 30-C-8 | mntprog1 | 2018-07-14 |  | ND | SP00 | 822 | 1 | attagons | 2020-10-14 | X | 1002 | V | SPO | 39121529 | 39121529 | 75 | X | [6 empty] | 0 |  | 1 | THB | O |  | 0 | D | 0 |  |  |  |  | Non-Move | Non-Move | Non-Move
388930 | 03 | 75032755260 | CONTACTOR,SW05,FUJI | PT011 | PC | 664.4 | 88 | 2 | 4 | 30-C-8 | mntprog1 | 2018-07-14 |  | VB | SP00 | 822 | 1 | attagons | 2020-10-14 | X | 1002 | V | SPO | 39121529 | 39121529 | 75 | X | [6 empty] | 0 |  | 1 | THB | O |  | 0 | D | 0 |  |  |  |  | Non-Move | Non-Move | Non-Move
388931 | 03 | 75032755315 | CONTACTOR,LC1-F150 WITH COIL ��ԡ��Ե[8] | PT011 | EA | 10620 | 60 | 0 | 1 | 30-D-8 | mntprog1 | 2018-07-14 |  | ND | SP00 | 822 | 1 | mntprog1 | 2020-07-04 | X | 1002 | V | SPO | 39121529 | 39121529 | 75 | X | [6 empty] | 0 |  | 1 | THB | O |  | 0 | D | 0 |  |  |  |  | Non-Move | Non-Move | Non-Move
388932 | 03 | 75032755318 | CONTACTOR,LC1-F185D7,TELEMECANIQUE | PT011 | EA | 9851.4 | 38 | 0 | 1 | 30-D-8 | mntprog1 | 2018-07-14 |  | VB | SP00 | 822 | 1 | attagons | 2020-10-14 | X | 1002 | V | SPO | 39121529 | 39121529 | 75 | X | [6 empty] | 0 |  | 1 | THB | O |  | 0 | D | 0 |  |  |  |  | Non-Move | Non-Move | Non-Move
388933 | 03 | 75032755350 | CONTACTOR,LC1-D50A D7,TELE | PT011 | EA | 1882.8 | 65 | 1 | 2 | 30-D-6 | mntprog1 | 2018-07-14 |  | VB | SP00 | 822 | 1 | attagons | 2020-10-14 |  | 1002 | V | SPO | 39121529 | 39121529 | 75 | X | [6 empty] | 0 |  | 1 | THB | O |  | 0 | D | 0 |  |  |  |  | Non-Move | Non-Move | Non-Move
388934 | 03 | 75032755365 | CONTACTOR,LC1-D6511D7,TELEMECANIQUE | PT011 | EA | 2365.1 | 38 | 0 | 1 | 30-D-6 | mntprog1 | 2018-07-14 |  | VB | SP00 | 822 | 1 | mntprog1 | 2021-03-21 |  | 1002 | V | SPO | 39121529 | 39121529 | 75 | X | [6 empty] | 0 |  | 1 | THB | O |  | 0 | D | 0 |  |  |  |  | Non-Move | Non-Move | Non-Move
388935 | 03 | 75032756025 | CONTACTOR,A12-30-11 (F1),ABB | PT011 | ST | 616.62 | 60 | 2 | 14 | 30-C-5 | mntprog1 | 2018-07-14 |  | VB | SP00 | 822 | 1 | attagons | 2020-10-14 |  | 1002 | V | SPO | 39121529 | 39121529 | 75 | X | [6 empty] | 0 |  | 1 | THB | O |  | 0 | D | 0 |  |  |  |  | Non-Move | Non-Move | Non-Move
388936 | 03 | 75032756055 | CONTACTOR,A30-30-11 (F2),ABB [5] | PT011 | ST | 1427 | 90 | 0 | 2 | 30-B-5 | mntprog1 | 2018-07-14 |  | ND | SP00 | 822 | 1 | attagons | 2020-10-14 |  | 1002 | V | SPO | 39121529 | 39121529 | 75 | X | [6 empty] | 0 |  | 1 | THB | O |  | 0 | D | 0 |  |  |  |  | Non-Move | Non-Move | Non-Move
388937 | 03 | 75032756080 | CONTACTOR,A50-30-11 (F3),ABB, [5] | PT011 | ST | 1606 | 60 | 0 | 0 | 30-B-6 | mntprog1 | 2018-07-14 |  | ND | SP00 | 822 | 1 | attagons | 2020-10-14 |  | 1002 | V | SPO | 39121529 | 39121529 | 75 | X | [6 empty] | 0 |  | 1 | THB | O |  | 0 | D | 0 |  |  |  |  | Non-Move | Non-Move | Non-Move
388938 | 03 | 75032756140 | CONTACTOR,A110-30-11 (F4),ABB [5] | PT011 | ST | 7747 | 60 | 0 | 2 | 30-B-6 | mntprog1 | 2018-07-14 |  | ND | SP00 | 822 | 1 | attagons | 2020-10-14 | X | 1002 | V | SPO | 39121529 | 39121529 | 75 | X | [6 empty] | 0 |  | 1 | THB | O |  | 0 | D | 0 |  |  |  |  | Non-Move | Non-Move | Non-Move
388939 | 03 | 75032757240 | CONTACTOR,AF210-30-11 (F5),ABB | PT011 | ST | 32433 | 60 | 1 | 2 | 30-B-6 | mntprog1 | 2018-07-14 |  | VB | SP00 | 822 | 1 | attagons | 2020-10-14 | X | 1002 | V | SPO | 39121529 | 39121529 | 75 | X | [6 empty] | 0 |  | 1 | THB | O |  | 0 | D | 0 |  |  |  |  | Non-Move | Non-Move | Non-Move
388940 | 03 | 75032757350 | CONTACTOR,AF260-30-11 (F6),ABB | PT011 | ST | 32916.85 | 60 | 1 | 2 | 30-B-7 | mntprog1 | 2018-07-14 |  | VB | SP00 | 811 | 1 | attagons | 2020-10-14 |  | 1002 | V | SPO | 39121529 | 39121529 | 75 | X | [6 empty] | 0 |  | 1 | THB | O |  | 0 | D | 0 |  |  |  | 75032757350 | Non-Move | Move | Move
388941 | 03 | 75032757550 | CONTACTOR,AF400-30-11 (F7),ABB | PT011 | ST | 14312.35 | 60 | 1 | 3 | 30-B-7 | mntprog1 | 2018-07-14 |  | VB | SP00 | 822 | 1 | attagons | 2020-10-14 |  | 1002 | V | SPO | 39121529 | 39121529 | 75 | X | [6 empty] | 0 |  | 1 | THB | O |  | 0 | D | 0 |  |  |  |  | Non-Move | Non-Move | Non-Move
388942 | 03 | 75032757900 | CONTACTOR,AF750-30-11 (F8),ABB [SD] | PT011 | ST | 47080 | 60 | 0 | 1 | 30-B-8 | mntprog1 | 2018-07-14 |  | VB | SP00 | 822 | 1 | mntprog1 | 2020-12-24 | X | 1002 | V | SPO | 39121529 | 39121529 | 75 | X | [6 empty] | 0 |  | 1 | THB | O |  | 0 | D | 0 |  |  |  |  | Non-Move | Non-Move | Non-Move
388943 | 03 | 75032758350 | CONTACTOR,AF1350-30-11 (F9),ABB [ZN] | PT011 | ST | 141052 | 60 | 0 | 1 | W-36-A-8 | mntprog1 | 2018-07-14 |  | ZN | SP00 | 822 | 1 | mntprog1 | 2021-04-05 |  | 1002 | V | SPO | 39121529 | 39121529 | 75 | X | [6 empty] | 0 |  | 0 | THB | O |  | 0 | D | 0 |  |  |  |  | Non-Move | Non-Move | Non-Move
388944 | 03 | 75032760010 | CONTACTOR,SKR11,MITSUBISHI, ÃÐ§Ñº [9] | PT012 | ST | 861 | 65 | 0 | 2 | 30-E-1 | mntprog1 | 2018-07-14 |  | ND | SP00 | 822 | 1 | attagons | 2020-10-14 | X | 1002 | V | SPO | 39121529 | 39121529 | 75 | X | [6 empty] | 0 |  | 1 | THB | O |  | 0 | D | 0 |  |  |  |  | Non-Move | Non-Move | Non-Move
388945 | 03 | 75032760235 | CONTACTOR,SN-25,MITSUBISHI ซ้ำ [8] | PT011 | PC | 678.62 | 60 | 2 | 9 | 30-E-2 | mntprog1 | 2018-07-14 |  | ND | SP00 | 822 | 1 | mntprog1 | 2021-05-17 |  | 1002 | V | SPO | 39121529 | 39121529 | 75 | X | [6 empty] | 0 |  | 1 | THB | O |  | 0 | D | 0 |  |  | 75032760235 | 75032760235 | Move | Move | Move
388946 | 03 | 75032762522 | CONTACTOR,3TF4211-OXPO,SIEMENS | PT011 | PC | 322.5 | 65 | 0 | 1 | 26-C-7 | mntprog1 | 2018-07-14 |  | VB | SP00 | 822 | 1 | attagons | 2020-10-14 | X | 1002 | V | SPO | 39121529 | 39121529 | 75 | X | [6 empty] | 0 |  | 1 | THB | O |  | 0 | D | 0 |  |  |  |  | Non-Move | Non-Move | Non-Move
388947 | 03 | 75032762611 | CONTACTOR,3TF4411-OAPO,SIEMENS | PT011 | PC | 745 | 30 | 0 | 1 | 26-C-7 | mntprog1 | 2018-07-14 |  | VB | SP00 | 822 | 1 | attagons | 2020-10-14 | X | 1002 | V | SPO | 39121529 | 39121529 | 75 | X | [6 empty] | 0 |  | 1 | THB | O |  | 0 | D | 0 |  |  |  |  | Non-Move | Non-Move | Non-Move
388948 | 03 | 75032762615 | CONTACTOR,3TF4011-OXPO,SIEMENS [8] | PT011 | PC | 300 | 30 | 0 | 1 | 26-C-3 | mntprog1 | 2018-07-14 |  | ND | SP00 | 822 | 1 | attagons | 2020-10-14 |  | 1002 | V | SPO | 39121529 | 39121529 | 75 | X | [6 empty] | 0 |  | 1 | THB | O |  | 0 | D | 0 |  |  |  |  | Non-Move | Non-Move | Non-Move
388949 | 03 | 75032762745 | CONTACTOR,EH80 AC1,ABB | PT011 | PC | 2648.5 | 65 | 0 | 3 | 30-C-8 | mntprog1 | 2018-07-14 |  | VB | SP00 | 822 | 1 | attagons | 2020-10-14 | X | 1002 | V | SPO | 39121529 | 39121529 | 75 | X | [6 empty] | 0 |  | 1 | THB | O |  | 0 | D | 0 |  |  |  |  | Non-Move | Non-Move | Non-Move
388950 | 03 | 75032763504 | CONTACTOR,45EG 10AL CX504,SIEMENS | PT011 | PC | 136.5 | 60 | 3 | 10 | 10-C-3 | mntprog1 | 2018-07-14 |  | VB | SP00 | 837 | 1 | attagons | 2020-10-14 |  | 1002 | V | SPO | 39121529 | 39121529 | 75 | X | [6 empty] | 0 |  | 1 | THB | O |  | 0 | D | 0 |  |  |  | 75032763504 | Non-Move | Move | Move
388951 | 03 | 75032765010 | CONTACTOR,S-N 10,MITSUBISHI | PT011 | PC | 243 | 47 | 2 | 4 | 30-C-1 | mntprog1 | 2018-07-14 |  | VB | SP00 | 822 | 1 | attagons | 2020-10-14 |  | 1002 | V | SPO | 39121529 | 39121529 | 75 | X | [6 empty] | 0 |  | 1 | THB | O |  | 0 | D | 0 |  |  | 75032765010 | 75032765010 | Move | Move | Move
388952 | 03 | 75032765012 | CONTACTOR,S-N 12,MITSUBISHI | PT011 | PC | 334 | 42 | 2 | 6 | 30-C-1 | mntprog1 | 2018-07-14 |  | VB | SP00 | 822 | 1 | attagons | 2020-10-14 |  | 1002 | V | SPO | 39121529 | 39121529 | 75 | X | [6 empty] | 0 |  | 1 | THB | O |  | 0 | D | 0 |  |  | 75032765012 | 75032765012 | Move | Move | Move
388953 | 03 | 75032765021 | CONTACTOR,S-N 21,MITSUBISHI | PT011 | PC | 576.23 | 55 | 4 | 10 | 30-C-2 | mntprog1 | 2018-07-14 |  | VB | SP00 | 822 | 1 | attagons | 2020-10-14 |  | 1002 | V | SPO | 39121529 | 39121529 | 75 | X | [6 empty] | 0 |  | 1 | THB | O |  | 0 | D | 0 |  |  |  | 75032765021 | Non-Move | Move | Move
388954 | 03 | 75032765025 | CONTACTOR,S-N 25,MITSUBISHI [SD] | PT011 | PC | 673.43 | 47 | 4 | 10 | 30-E-2 | mntprog1 | 2018-07-14 |  | VB | SP00 | 822 | 1 | mntprog1 | 2021-06-18 |  | 1002 | V | SPO | 39121529 | 39121529 | 75 | X | [6 empty] | 0 |  | 1 | THB | O |  | 0 | D | 0 |  |  | 75032765025 | 75032765025 | Move | Move | Move
388955 | 03 | 75032765035 | CONTACTOR,SN 35,MITSUBISHI | PT011 | PC | 957 | 57 | 3 | 6 | 30-E-3 | mntprog1 | 2018-07-14 |  | VB | SP00 | 822 | 1 | attagons | 2020-10-14 |  | 1002 | V | SPO | 39121529 | 39121529 | 75 | X | [6 empty] | 0 |  | 1 | THB | O |  | 0 | D | 0 |  |  | 75032765035 | 75032765035 | Move | Move | Move
388956 | 03 | 75032765050 | CONTACTOR,SN 50,MITSUBISHI | PT011 | PC | 1174 | 33 | 1 | 3 | 30-E-3 | mntprog1 | 2018-07-14 |  | VB | SP00 | 822 | 1 | attagons | 2020-10-14 |  | 1002 | V | SPO | 39121529 | 39121529 | 75 | X | [6 empty] | 0 |  | 1 | THB | O |  | 0 | D | 0 |  |  |  |  | Non-Move | Non-Move | Non-Move
388957 | 03 | 75032765080 | CONTACTOR,S-N 80 (2NO.+2NC.),MITSUBISHI | PT011 | PC | 2044 | 64 | 1 | 2 | 30-C-4 | mntprog1 | 2018-07-14 |  | VB | SP00 | 822 | 1 | attagons | 2020-10-14 |  | 1002 | V | SPO | 39121529 | 39121529 | 75 | X | [6 empty] | 0 |  | 1 | THB | O |  | 0 | D | 0 |  |  |  |  | Non-Move | Non-Move | Non-Move
388958 | 03 | 75032765095 | CONTACTOR,S-N 95,MITSUBISHI [5] | PT011 | PC | 2262 | 62 | 0 | 2 | 30-C-4 | mntprog1 | 2018-07-14 |  | ND | SP00 | 822 | 1 | attagons | 2020-10-14 |  | 1002 | V | SPO | 39121529 | 39121529 | 75 | X | [6 empty] | 0 |  | 1 | THB | O |  | 0 | D | 0 |  |  |  |  | Non-Move | Non-Move | Non-Move
388959 | 03 | 75032765140 | CONTACTOR,78091-60A,RELIANCE,{9/8} | PT012 | PC | 12570 | 30 | 0 | 1 | 30-D-7 | mntprog1 | 2018-07-14 |  | ND | SP00 | 822 | 1 | attagons | 2020-10-14 | X | 1002 | V | SPO | 39121529 | 39121529 | 75 | X | [6 empty] | 0 |  | 1 | THB | O |  | 0 | D | 0 |  |  |  |  | Non-Move | Non-Move | Non-Move
388960 | 03 | 75032765165 | CONTACTOR,78092-60A,RELIANCE ELECTRI {ZN | PT012 | PC | 14700 | 30 | 0 | 1 | W1-B-5 | mntprog1 | 2018-07-14 |  | ZN | SP00 | 822 | 1 | mntprog1 | 2021-04-09 | X | 1002 | V | SPO | 39121529 | 39121529 | 75 | X | [6 empty] | 0 |  | 0 | THB | O |  | 0 | D | 0 |  |  |  |  | Non-Move | Non-Move | Non-Move
388961 | 03 | 75032765175 | CONTACTOR,S-K 180,MITSUBISHI | PT011 | PC | 5338.75 | 38 | 1 | 2 | 30-C-6 | mntprog1 | 2018-07-14 |  | VB | SP00 | 822 | 1 | attagons | 2020-10-14 | X | 1002 | V | SPO | 39121529 | 39121529 | 75 | X | [6 empty] | 0 |  | 1 | THB | O |  | 0 | D | 0 |  |  |  |  | Non-Move | Non-Move | Non-Move
388962 | 03 | 75032765190 | CONTACTOR,78095-60A,RELIANCE ELECTRI {ZN | PT012 | PC | 52150 | 30 | 0 | 1 | W1-C-6 | mntprog1 | 2018-07-14 |  | ZN | SP00 | 822 | 1 | mntprog1 | 2021-04-09 | X | 1002 | V | SPO | 39121529 | 39121529 | 75 | X | [6 empty] | 0 |  | 0 | THB | O |  | 0 | D | 0 |  |  |  |  | Non-Move | Non-Move | Non-Move
388963 | 03 | 75032765195 | CONTACTOR,78096-60A,RELIANCE, ÃÍ{9} | PT012 | PC | 55570 | 30 | 0 | 0 | 30-D-8 | mntprog1 | 2018-07-14 |  | ND | SP00 | 822 | 1 | attagons | 2020-10-14 | X | 1002 | V | SPO | 39121529 | 39121529 | 75 | X | [6 empty] | 0 |  | 1 | THB | O |  | 0 | D | 0 |  |  |  |  | Non-Move | Non-Move | Non-Move
388964 | 03 | 75032765220 | CONTACTOR,SN220,MITSUBISHI | PT011 | PC | 7277.9 | 18 | 1 | 2 | 30-C-7 | mntprog1 | 2018-07-14 |  | VB | SP00 | 822 | 1 | attagons | 2020-10-14 |  | 1002 | V | SPO | 39121529 | 39121529 | 75 | X | [6 empty] | 0 |  | 1 | THB | O |  | 0 | D | 0 |  |  |  |  | Non-Move | Non-Move | Non-Move
388965 | 03 | 75032765400 | CONTACTOR,HU-427E-S,YASKAWA [ZN] | PT011 | PC | 114262.5 | 118 | 0 | 1 | ห้องเอกสาร | mntprog1 | 2018-07-14 |  | ZN | SP00 | 822 | 1 | mntprog1 | 2021-04-05 | X | 1002 | V | SPO | 39121529 | 39121529 | 75 | X | [6 empty] | 0 |  | 0 | THB | O |  | 0 | D | 0 |  |  |  |  | Non-Move | Non-Move | Non-Move
388966 | 03 | 75032765600 | CONTACTOR,HU-482E-FS,YASKAWA [ZN] | PT011 | PC | 154000 | 118 | 0 | 1 | W3-A-8 | mntprog1 | 2018-07-14 |  | ZN | SP00 | 822 | 1 | mntprog1 | 2021-04-05 |  | 1002 | V | SPO | 39121529 | 39121529 | 75 | X | [6 empty] | 0 |  | 0 | THB | O |  | 0 | D | 0 |  |  |  |  | Non-Move | Non-Move | Non-Move
388967 | 03 | 75032766065 | ELEC,CONTACT,TIF401390AH65,YASKAWA [N] | PT011 | ST | 2000 | 30 | 0 | 7 | 25-E-4 | mntprog1 | 2018-07-14 |  | ND | SP00 | 822 | 1 | attagons | 2020-10-14 | X | 1002 | V | SPO | 39121522 | 39121522 | 75 | X | [6 empty] | 0 |  | 1 | THB | O |  | 0 | D | 0 |  |  |  |  | Non-Move | Non-Move | Non-Move
388968 | 03 | 75032766100 | ELEC,CONTACT,TIF401394AH100,YASKAWA | PT011 | ST | 8550 | 30 | 2 | 4 | 25-E-7 | mntprog1 | 2018-07-14 |  | VB | SP00 | 822 | 1 | attagons | 2020-10-14 | X | 1002 | V | SPO | 39121522 | 39121522 | 75 | X | [6 empty] | 0 |  | 1 | THB | O |  | 0 | D | 0 |  |  |  |  | Non-Move | Non-Move | Non-Move
388969 | 03 | 75032767065 | CONTACTOR,S-N 65,MITSUBISHI | PT012 | PC | 1435 | 20 | 1 | 2 | 30-C-4 | mntprog1 | 2018-07-14 |  | VB | SP00 | 822 | 1 | attagons | 2020-10-14 |  | 1002 | V | SPO | 39121529 | 39121529 | 75 | X | [6 empty] | 0 |  | 1 | THB | O |  | 0 | D | 0 |  |  |  | 75032767065 | Non-Move | Move | Move
388970 | 03 | 75032767125 | CONTACTOR,SK-125,MITSUBISHI | PT012 | PC | 3175 | 45 | 1 | 2 | 30-C-5 | mntprog1 | 2018-07-14 |  | VB | SP00 | 822 | 1 | attagons | 2020-10-14 |  | 1002 | V | SPO | 39121529 | 39121529 | 75 | X | [6 empty] | 0 |  | 1 | THB | O |  | 0 | D | 0 |  |  |  |  | Non-Move | Non-Move | Non-Move
388971 | 03 | 75032768015 | CONTACTOR,MSO-KR11,MITSUBISHI [5] | PT012 | PC | 1565 | 72 | 1 | 2 | 30-E-1 | mntprog1 | 2018-07-14 |  | ND | SP00 | 822 | 1 | mntprog1 | 2021-03-21 |  | 1002 | V | SPO | 39121529 | 39121529 | 75 | X | [6 empty] | 0 |  | 1 | THB | O |  | 0 | D | 0 |  |  |  |  | Non-Move | Non-Move | Non-Move
388972 | 03 | 75032768020 | CONTACTOR,SW-O,0.48-0.72A P,FUJI {ZN} | PT012 | PC | 630 | 8 | 0 | 1 | W1-C-5 | mntprog1 | 2018-07-14 |  | ZN | SP00 | 822 | 1 | mntprog1 | 2021-04-09 | X | 1002 | V | SPO | 39121529 | 39121529 | 75 | X | [6 empty] | 0 |  | 0 | THB | O |  | 0 | D | 0 |  |  |  |  | Non-Move | Non-Move | Non-Move
388973 | 03 | 75032768025 | CONTACTOR,SW-0,1.4-2.2A,FUJI [5] | PT012 | PC | 623.5 | 65 | 0 | 0 | 30-D-6 | mntprog1 | 2018-07-14 |  | ND | SP00 | 822 | 1 | attagons | 2020-10-14 |  | 1002 | V | SPO | 39121529 | 39121529 | 75 | X | [6 empty] | 0 |  | 1 | THB | O |  | 0 | D | 0 |  |  |  |  | Non-Move | Non-Move | Non-Move
388974 | 03 | 75032768035 | CONTACTOR,CA49C01,MITSUBISHI | PT012 | PC | 888 | 21 | 1 | 3 | 26-D-4 | mntprog1 | 2018-07-14 |  | VB | SP00 | 822 | 1 | attagons | 2020-10-14 | X | 1002 | V | SPO | 39121529 | 39121529 | 75 | X | [6 empty] | 0 |  | 1 | THB | O |  | 0 | D | 0 |  |  |  |  | Non-Move | Non-Move | Non-Move
388975 | 03 | 75032770130 | CONTACTOR LC1-D25F7C 110V,380V,SCHNEIDER | PT010 | PC | 745.36 | 30 | 0 | 5 | 76-C-1 | mntprog1 | 2018-07-14 |  | VB | SP00 | 822 | 1 | attagons | 2020-10-14 |  | 1002 | V | SPO |  | 23150000 | 75 |  |  |  | Z7500 |  |  |  | 0 |  | 1 | THB | O |  | 0 | D | 0 |  |  |  |  | Non-Move | Non-Move | Non-Move
388976 | 03 | 75032772130 | CONTACTOR LAD-N22C 690V 10A,SCHNEIDER | PT010 | PC | 372.68 | 30 | 0 | 3 | 76-C-1 | mntprog1 | 2018-07-14 |  | VB | SP00 | 822 | 1 | attagons | 2020-10-14 |  | 1002 | V | SPO |  | 23150000 | 75 |  |  |  | Z7500 |  |  |  | 0 |  | 1 | THB | O |  | 0 | D | 0 |  |  |  |  | Non-Move | Non-Move | Non-Move
388977 | 03 | 75032775354 | ELEC,CONTACT,TCBT5501250A,LS5K4,{ZN} | PT011 | PC | 0.5 | 30 | 0 | 2 | W5-1-D-1 | mntprog1 | 2018-07-14 |  | ZN | SP00 | 822 | 1 | mntprog1 | 2021-04-05 |  | 1002 | V | SPO | 39121522 | 39121522 | 75 | X | [6 empty] | 0 |  | 0 | THB | O |  | 0 | D | 0 |  |  |  |  | Non-Move | Non-Move | Non-Move
388978 | 03 | 75032776113 | CONTACTOR,3TL6113OBF4,SIEMENS | PT011 | PC | 1 | 30 | 0 | 1 | 78-7 | mntprog1 | 2018-07-14 |  | VB | SP00 | 822 | 1 | attagons | 2020-10-14 | X | 1002 | V | SPO | 39121529 | 39121529 | 75 | X | [6 empty] | 0 |  | 1 | THB | O |  | 0 | D | 0 |  |  |  |  | Non-Move | Non-Move | Non-Move
388979 | 03 | 75032780000 | ELEC,CONTACT,(8) | PT010 | PC | 68.75 | 30 | 0 | 1 | 25-B-5 | mntprog1 | 2018-07-14 |  | ND | SP00 | 822 | 1 | mntprog1 | 2021-05-05 |  | 1002 | V | SPO | 39121522 | 39121522 | 75 | X | [6 empty] | 0 |  | 1 | THB | O |  | 0 | D | 0 |  |  |  |  | Non-Move | Non-Move | Non-Move
388980 | 03 | 75032788003 | ELEC,CONTACT,(8) | PT010 | PC | 173.39 | 30 | 0 | 1 | 25-B-5 | mntprog1 | 2018-07-14 |  | ND | SP00 | 822 | 1 | mntprog1 | 2021-05-05 |  | 1002 | V | SPO | 39121522 | 39121522 | 75 | X | [6 empty] | 0 |  | 1 | THB | O |  | 0 | D | 0 |  |  |  |  | Non-Move | Non-Move | Non-Move
388981 | 03 | 75032788037 | ELEC,CONTACT,0805002S37,PM3(8) | PT010 | PC | 252.2 | 30 | 0 | 1 | 25-B-5 | mntprog1 | 2018-07-14 |  | ND | SP00 | 822 | 1 | mntprog1 | 2021-05-05 |  | 1002 | V | SPO | 39121522 | 39121522 | 75 | X | [6 empty] | 0 |  | 1 | THB | O |  | 0 | D | 0 |  |  |  |  | Non-Move | Non-Move | Non-Move
388982 | 03 | 75032788047 | ELEC,CONTACT,0805002S47(8) | PT010 | PC | 455 | 30 | 0 | 1 | 25-B-6 | mntprog1 | 2018-07-14 |  | ND | SP00 | 822 | 1 | mntprog1 | 2021-05-05 |  | 1002 | V | SPO | 39121522 | 39121522 | 75 | X | [6 empty] | 0 |  | 1 | THB | O |  | 0 | D | 0 |  |  |  |  | Non-Move | Non-Move | Non-Move
388983 | 03 | 75032788900 | ELEC,CONTACT,TTF401413AH20,YASKAWA [w] | PT011 | PC | 187.81 | 327 | 0 | 20 | 25-E-5 | mntprog1 | 2018-07-14 |  | ND | SP00 | 822 | 1 | attagons | 2020-10-14 | X | 1002 | V | SPO | 39121522 | 39121522 | 75 | X | [6 empty] | 0 |  | 1 | THB | O |  | 0 | D | 0 |  |  |  |  | Non-Move | Non-Move | Non-Move
388984 | 03 | 75032788901 | ELEC,CONTACT,TTF401415AH25,YASKAWA | PT011 | PC | 746.46 | 30 | 5 | 10 | 25-E-4 | mntprog1 | 2018-07-14 |  | VB | SP00 | 822 | 1 | attagons | 2020-10-14 | X | 1002 | V | SPO | 39121522 | 39121522 | 75 | X | [6 empty] | 0 |  | 1 | THB | O |  | 0 | D | 0 |  |  |  |  | Non-Move | Non-Move | Non-Move
388985 | 03 | 75032788902 | ELEC,CONTACT,TTF400788AH25,YASKAWA | PT011 | PC | 538.3 | 327 | 6 | 12 | 25-E-6 | mntprog1 | 2018-07-14 |  | VB | SP00 | 822 | 1 | attagons | 2020-10-14 | X | 1002 | V | SPO | 39121522 | 39121522 | 75 | X | [6 empty] | 0 |  | 1 | THB | O |  | 0 | D | 0 |  |  |  |  | Non-Move | Non-Move | Non-Move
388986 | 03 | 75032788903 | ELEC,CONTACT,TTF401419AH35,YASKAWA | PT011 | PC | 660 | 30 | 2 | 6 | 25-E-4 | mntprog1 | 2018-07-14 |  | VB | SP00 | 822 | 1 | attagons | 2020-10-14 | X | 1002 | V | SPO | 39121522 | 39121522 | 75 | X | [6 empty] | 0 |  | 1 | THB | O |  | 0 | D | 0 |  |  |  |  | Non-Move | Non-Move | Non-Move
388987 | 03 | 75032788904 | ELEC,CONTACT,TTF401420AH50,YASKAWA | PT011 | PC | 1841.43 | 30 | 10 | 20 | 25-E-6 | mntprog1 | 2018-07-14 |  | VB | SP00 | 822 | 1 | attagons | 2020-10-14 |  | 1002 | V | SPO | 39121522 | 39121522 | 75 | X | [6 empty] | 0 |  | 1 | THB | O |  | 0 | D | 0 |  |  |  |  | Non-Move | Non-Move | Non-Move
388988 | 03 | 75032788906 | ELEC,CONTACT,TTF401392AH80,YASKAWA, [5] | PT011 | PC | 1727.35 | 140 | 0 | 15 | 25-E-6 | mntprog1 | 2018-07-14 |  | ND | SP00 | 822 | 1 | attagons | 2020-10-14 | X | 1002 | V | SPO | 39121522 | 39121522 | 75 | X | [6 empty] | 0 |  | 1 | THB | O |  | 0 | D | 0 |  |  |  |  | Non-Move | Non-Move | Non-Move
388989 | 03 | 75032788908 | ELEC,CONTACT,TTF401396AH125,YASKAWA [N] | PT011 | PC | 2109.09 | 30 | 0 | 22 | 26-D-8 | mntprog1 | 2018-07-14 |  | ND | SP00 | 822 | 1 | attagons | 2020-10-14 | X | 1002 | V | SPO | 39121522 | 39121522 | 75 | X | [6 empty] | 0 |  | 1 | THB | O |  | 0 | D | 0 |  |  |  |  | Non-Move | Non-Move | Non-Move
388990 | 03 | 75032788909 | ELEC,CONTACT,TTF401398AH200,YASKAWA {8} | PT011 | PC | 1600 | 30 | 0 | 12 | 26-D-8 | mntprog1 | 2018-07-14 |  | ND | SP00 | 822 | 1 | attagons | 2020-10-14 | X | 1002 | V | SPO | 39121522 | 39121522 | 75 | X | [6 empty] | 0 |  | 1 | THB | O |  | 0 | D | 0 |  |  |  |  | Non-Move | Non-Move | Non-Move
388991 | 03 | 75032788910 | ELEC,CONTACT,FC6409155A,YASKAWA [w] | PT011 | PC | 2689.75 | 327 | 0 | 12 | 25-E-7 | mntprog1 | 2018-07-14 |  | ND | SP00 | 822 | 1 | attagons | 2020-10-14 | X | 1002 | V | SPO | 39121522 | 39121522 | 75 | X | [6 empty] | 0 |  | 1 | THB | O |  | 0 | D | 0 |  |  |  |  | Non-Move | Non-Move | Non-Move
388992 | 03 | 75032788950 | ELEC,CONTACT,FC6401670A,YASKAWA [w] | PT011 | PC | 190.5 | 327 | 0 | 12 | 25-E-7 | mntprog1 | 2018-07-14 |  | ND | SP00 | 822 | 1 | attagons | 2020-10-14 | X | 1002 | V | SPO | 39121522 | 39121522 | 75 | X | [6 empty] | 0 |  | 1 | THB | O |  | 0 | D | 0 |  |  |  |  | Non-Move | Non-Move | Non-Move
388993 | 03 | 75032788951 | ELEC,CONTACT,TTC6415559BH20,YASKAWA [w] | PT011 | PC | 102.29 | 327 | 0 | 12 | 26-E-8 | mntprog1 | 2018-07-14 |  | ND | SP00 | 822 | 1 | attagons | 2020-10-14 | X | 1002 | V | SPO | 39121522 | 39121522 | 75 | X | [6 empty] | 0 |  | 1 | THB | O |  | 0 | D | 0 |  |  |  |  | Non-Move | Non-Move | Non-Move
388994 | 03 | 75032789101 | ELEC,CONTACT,TTC6400537AH50,YASKAWA [w] | PT011 | PC | 515 | 327 | 0 | 6 | 26-E-8 | mntprog1 | 2018-07-14 |  | ND | SP00 | 822 | 1 | attagons | 2020-10-14 | X | 1002 | V | SPO | 39121522 | 39121522 | 75 | X | [6 empty] | 0 |  | 1 | THB | O |  | 0 | D | 0 |  |  |  |  | Non-Move | Non-Move | Non-Move
388995 | 03 | 75032789105 | ELEC,CONTACT,TTK6406185BRL,YASKAWA [w] | PT011 | PC | 77.14 | 327 | 0 | 12 | 26-E-8 | mntprog1 | 2018-07-14 |  | ND | SP00 | 822 | 1 | attagons | 2020-10-14 | X | 1002 | V | SPO | 39121522 | 39121522 | 75 | X | [6 empty] | 0 |  | 1 | THB | O |  | 0 | D | 0 |  |  |  |  | Non-Move | Non-Move | Non-Move
388996 | 03 | 75032789200 | ELEC,CONTACT,GUSW 100 [ZN] | PT011 | PC | 1 | 30 | 0 | 1 | W-36-B-6 | mntprog1 | 2018-07-14 |  | ZN | SP00 | 822 | 1 | mntprog1 | 2021-04-05 | X | 1002 | V | SPO | 39121522 | 39121522 | 75 | X | [6 empty] | 0 |  | 0 | THB | O |  | 0 | D | 0 |  |  |  |  | Non-Move | Non-Move | Non-Move
388997 | 03 | 75032790015 | CONTACTOR,OK 1,5W10/220,STROM.PB11(8) | PT010 | PC | 2000 | 30 | 0 | 1 | 31-C-7 | mntprog1 | 2018-07-14 |  | ND | SP00 | 822 | 1 | mntprog1 | 2021-05-05 |  | 1002 | V | SPO | 39121529 | 39121529 | 75 | X | [6 empty] | 0 |  | 1 | THB | O |  | 0 | D | 0 |  |  |  |  | Non-Move | Non-Move | Non-Move
388998 | 03 | 75032790535 | CONTACTOR,SC-05,FUJI,PM.3 | PT010 | EA | 369 | 102 | 1 | 2 | 49-D-1 | mntprog1 | 2018-07-14 |  | VB | SP00 | 822 | 1 | mntprog1 | 2021-05-05 |  | 1002 | V | SPO | 39121529 | 39121529 | 75 | X | [6 empty] | 0 |  | 1 | THB | O |  | 0 | D | 0 |  |  |  |  | Non-Move | Non-Move | Non-Move
388999 | 03 | 75032791003 | ELEC,CONTACT,3SE30001A,SIEMENS | PT011 | PC | 619.27 | 30 | 3 | 4 | 24-D-1 | mntprog1 | 2018-07-14 |  | VB | SP00 | 822 | 1 | attagons | 2020-10-14 | X | 1002 | V | SPO | 39121522 | 39121522 | 75 | X | [6 empty] | 0 |  | 1 | THB | O |  | 0 | D | 0 |  |  |  |  | Non-Move | Non-Move | Non-Move
389000 | 03 | 75032795241 | CONTACTOR,3TB4417-0AM0,SIEMENS(8) | PT010 | PC | 960.45 | 0 | 0 | 2 | 50-A-7 | mntprog1 | 2018-07-14 |  | ND | SP00 | 822 | 1 | mntprog1 | 2021-05-05 |  | 1002 | V | SPO | 39121529 | 39121529 | 75 | X | [6 empty] | 0 |  | 1 | THB | O |  | 0 | D | 0 |  |  |  |  | Non-Move | Non-Move | Non-Move
389001 | 03 | 75032795249 | CONTACTOR,3TB4617-0DM0,SIEMENS WP.3 | PT010 | PC | 1530 | 0 | 0 | 1 | 50-B-1 | mntprog1 | 2018-07-14 |  | VB | SP00 | 822 | 1 | mntprog1 | 2021-06-18 | X | 1002 | V | SPO | 39121529 | 39121529 | 75 | X | [6 empty] | 0 |  | 1 | THB | O |  | 0 | D | 0 |  |  |  |  | Non-Move | Non-Move | Non-Move
389002 | 03 | 75032795256 | CONTACTOR,3TF4822-OXPO,SIEMENS(8) | PT010 | PC | 1470 | 0 | 0 | 1 | 50-A-8 | mntprog1 | 2018-07-14 |  | ND | SP00 | 822 | 1 | mntprog1 | 2021-05-05 |  | 1002 | V | SPO | 39121529 | 39121529 | 75 | X | [6 empty] | 0 |  | 1 | THB | O |  | 0 | D | 0 |  |  |  |  | Non-Move | Non-Move | Non-Move
389003 | 03 | 75032795268 | CONTACTOR,3TB5017-0AM0,SIEMENS(8) | PT010 | PC | 3929.75 | 0 | 0 | 1 | 50-A-8 | mntprog1 | 2018-07-14 |  | ND | SP00 | 822 | 1 | mntprog1 | 2021-05-05 |  | 1002 | V | SPO | 39121529 | 39121529 | 75 | X | [6 empty] | 0 |  | 1 | THB | O |  | 0 | D | 0 |  |  |  |  | Non-Move | Non-Move | Non-Move
389004 | 03 | 75032795274 | CONTACTOR,3RT1056-6AP36,SIEMENS WP.3 | PT010 | PC | 11800 | 0 | 0 | 1 | 50-B-1 | mntprog1 | 2018-07-14 |  | VB | SP00 | 822 | 1 | mntprog1 | 2021-06-18 |  | 1002 | V | SPO | 39121529 | 39121529 | 75 | X | [6 empty] | 0 |  | 1 | THB | O |  | 0 | D | 0 |  |  |  |  | Non-Move | Non-Move | Non-Move
389005 | 03 | 75032795283 | CONTACTOR,3RT1065-6PA36,SIEMENS WP.3 | PT010 | PC | 19150 | 0 | 0 | 1 | 50-B-1 | mntprog1 | 2018-07-14 |  | VB | SP00 | 822 | 1 | mntprog1 | 2021-05-05 |  | 1002 | V | SPO | 39121529 | 39121529 | 75 | X | [6 empty] | 0 |  | 1 | THB | O |  | 0 | D | 0 |  |  |  |  | Non-Move | Non-Move | Non-Move
389006 | 03 | 75032795310 | CONTACTOR,3TF6844-OCM7,SIEMENS WP.3 | PT010 | PC | 54500 | 30 | 0 | 1 | 49-B-8 | mntprog1 | 2018-07-14 |  | VB | SP00 | 822 | 1 | mntprog1 | 2021-05-05 | X | 1002 | V | SPO | 39121529 | 39121529 | 75 | X | [6 empty] | 0 |  | 1 | THB | O |  | 0 | D | 0 |  |  |  |  | Non-Move | Non-Move | Non-Move
389007 | 03 | 75032795311 | CONTACTOR,3RT1075-6AP36,SIEMENS(8) | PT010 | PC | 29232 | 30 | 1 | 2 | 50-B-1 | mntprog1 | 2018-07-14 |  | ND | SP00 | 822 | 1 | mntprog1 | 2021-05-05 |  | 1002 | V | SPO | 39121529 | 39121529 | 75 | X | [6 empty] | 0 |  | 1 | THB | O |  | 0 | D | 0 |  |  |  |  | Non-Move | Non-Move | Non-Move
389008 | 03 | 75032795340 | ELEC,CONTACT,ZB2-BE101 (NO),TELE,WP.2 | PT010 | ST | 67 | 30 | 5 | 10 | 49-C-6 | mntprog1 | 2018-07-14 |  | VB | SP00 | 822 | 1 | mntprog1 | 2021-06-17 |  | 1002 | V | SPO | 39121522 | 39121522 | 75 | X | [6 empty] | 0 |  | 1 | THB | O |  | 0 | D | 0 |  |  |  |  | Non-Move | Non-Move | Non-Move
389009 | 03 | 75032795341 | ELEC,CONTACT,ZB2-BE102 (NC),TELE,WP.2 | PT010 | PC | 67.41 | 30 | 5 | 11 | 49-C-6 | mntprog1 | 2018-07-14 |  | VB | SP00 | 822 | 1 | mntprog1 | 2021-06-17 |  | 1002 | V | SPO | 39121522 | 39121522 | 75 | X | [6 empty] | 0 |  | 1 | THB | O |  | 0 | D | 0 |  |  |  |  | Non-Move | Non-Move | Non-Move
389010 | 03 | 75032795342 | ELEC,CONTACT,XEN-L1111 (NO),TELE,WP.2 | PT010 | PC | 133.7 | 30 | 5 | 10 | 49-C-6 | mntprog1 | 2018-07-14 |  | VB | SP00 | 822 | 1 | mntprog1 | 2021-06-17 |  | 1002 | V | SPO | 39121522 | 39121522 | 75 | X | [6 empty] | 0 |  | 1 | THB | O |  | 0 | D | 0 |  |  |  |  | Non-Move | Non-Move | Non-Move
389011 | 03 | 75032795343 | ELEC,CONTACT,XEN-L1121 (NC),WP.2(5) | PT010 | PC | 113.4 | 30 | 5 | 10 | 49-C-6 | mntprog1 | 2018-07-14 |  | ND | SP00 | 822 | 1 | mntprog1 | 2021-06-17 |  | 1002 | V | SPO | 39121522 | 39121522 | 75 | X | [6 empty] | 0 |  | 1 | THB | O |  | 0 | D | 0 |  |  |  |  | Non-Move | Non-Move | Non-Move
389012 | 03 | 75032796030 | CONTACTOR,EH-16E-22E,ABB(8) | PT010 | PC | 392.85 | 30 | 0 | 1 | 26-D-3 | mntprog1 | 2018-07-14 |  | ND | SP00 | 822 | 1 | mntprog1 | 2021-06-17 |  | 1002 | V | SPO | 39121529 | 39121529 | 75 | X | [6 empty] | 0 |  | 1 | THB | O |  | 0 | D | 0 |  |  |  |  | Non-Move | Non-Move | Non-Move
389013 | 03 | 75032796040 | CONTACTOR,EH-160,ABB,(8) | PT010 | PC | 6914.16 | 30 | 0 | 1 | 26-D-3 | mntprog1 | 2018-07-14 |  | ND | SP00 | 822 | 1 | mntprog1 | 2021-06-17 |  | 1002 | V | SPO | 39121529 | 39121529 | 75 | X | [6 empty] | 0 |  | 1 | THB | O |  | 0 | D | 0 |  |  |  |  | Non-Move | Non-Move | Non-Move
389014 | 03 | 75032800027 | CONTACTOR,MAGNETIC 3 PHASE,HCCE3XU02CY | PT010 | PC | 350 | 30 | 2 | 6 | 33-E-6 | mntprog1 | 2018-07-14 |  | VB | SP00 | 822 | 1 | attagons | 2020-10-14 |  | 1002 | V | SPO | 39121529 | 39121529 | 75 | X | [6 empty] | 0 |  | 1 | THB | O |  | 0 | D | 0 |  |  |  |  | Non-Move | Non-Move | Non-Move
389015 | 03 | 75032805369 | POWER BLOCK 6SL3352-1AG34-7EA1,PM16(5) | PT010 | PC | 416900 | 60 | 0 | 2 | PM.16 | mntprog1 | 2018-07-14 |  | ND | SP00 | 821 | 1 | mntprog1 | 2021-06-17 |  | 1002 | V | SPO |  |  | 75 | [7 empty] | 0 |  | 1 | THB | O |  | 0 | D | 0 |  |  |  |  | Non-Move | Non-Move | Non-Move
389016 | 03 | 75032806366 | POWER BLOCK 6SL3352-1AG38-1FA1,PM16(5) | PT010 | PC | 473100 | 60 | 0 | 2 | PM.16 | mntprog1 | 2018-07-14 |  | ND | SP00 | 821 | 1 | mntprog1 | 2021-06-17 |  | 1002 | V | SPO |  |  | 75 | [7 empty] | 0 |  | 1 | THB | O |  | 0 | D | 0 |  |  |  |  | Non-Move | Non-Move | Non-Move
389017 | 03 | 75032807365 | POWER BLOCK # 6SL3352-1AG37-4FA1,PM16(5) | PT010 | PC | 410990 | 60 | 0 | 2 | PM.16 | mntprog1 | 2018-07-14 |  | ND | SP00 | 821 | 1 | mntprog1 | 2021-06-17 |  | 1002 | V | SPO |  |  | 75 | [7 empty] | 0 |  | 1 | THB | O |  | 0 | D | 0 |  |  |  |  | Non-Move | Non-Move | Non-Move
389018 | 03 | 75032808366 | POWER BLOCK ,6SL3352-1AG37-4DA1,PM16(5) | PT010 | PC | 430000 | 60 | 0 | 3 | PM.16 | mntprog1 | 2018-07-14 |  | ND | SP00 | 821 | 1 | mntprog1 | 2021-06-17 |  | 1002 | V | SPO |  |  | 75 | [7 empty] | 0 |  | 1 | THB | O |  | 0 | D | 0 |  |  |  |  | Non-Move | Non-Move | Non-Move
389019 | 03 | 75032809366 | POWER BLOCK # 6SL3352-1AG37-4DA1,PM16(5) | PT010 | PC | 430000 | 60 | 0 | 3 | PM.16 | mntprog1 | 2018-07-14 |  | ND | SP00 | 821 | 1 | mntprog1 | 2021-06-17 |  | 1002 | V | SPO |  |  | 75 | [7 empty] | 0 |  | 1 | THB | O |  | 0 | D | 0 |  |  |  |  | Non-Move | Non-Move | Non-Move
389020 | 03 | 75032810320 | MAGNETIC CONTAC. 1SBL141001R8010-T1,PM17 | PT010 | PC | 457 | 30 | 1 | 6 | 50-D-5 | mntprog1 | 2018-07-14 |  | VB | SP00 | 811 | 1 | mntprog1 | 2021-06-17 |  | 1002 | V | SPO |  | 23150000 | 75 | X | [6 empty] | 0 |  | 1 | THB | O |  | 0 | D | 0 |  |  | 75032810320 | 75032810320 | Move | Move | Move
389021 | 03 | 75032810360 | POWER BLOCK 6SL3353-1AG41-4DA1,PM16(5) | PT010 | PC | 650000 | 60 | 1 | 2 | PM.16 | mntprog1 | 2018-07-14 |  | ND | SP00 | 821 | 1 | mntprog1 | 2021-06-17 |  | 1003 | V | SPO |  |  | 75 | [7 empty] | 0 |  | 1 | THB | O |  | 0 | D | 0 |  |  |  |  | Non-Move | Non-Move | Non-Move
389022 | 03 | 75032811320 | MAGNETIC CONTACT 1SBL181001R8010-T1,PM17 | PT010 | PC | 679 | 30 | 0 | 1 | 50-D-5 | mntprog1 | 2018-07-14 |  | VB | SP00 | 822 | 1 | mntprog1 | 2021-06-17 |  | 1002 | V | SPO |  | 39121529 | 75 | X | [6 empty] | 0 |  | 1 | THB | O |  | 0 | D | 0 |  |  |  |  | Non-Move | Non-Move | Non-Move
389023 | 03 | 75032812320 | MAGNETIC CONTAC. 1SBL241001R8010-T1,PM17 | PT010 | PC | 1104 | 30 | 0 | 1 | 50-D-5 | mntprog1 | 2018-07-14 |  | VB | SP00 | 822 | 1 | mntprog1 | 2021-06-17 |  | 1002 | V | SPO |  | 39121529 | 75 | X | [6 empty] | 0 |  | 1 | THB | O |  | 0 | D | 0 |  |  |  |  | Non-Move | Non-Move | Non-Move
389024 | 03 | 75032813320 | MAGNETIC CONTAC 1SBL281001R8010-T1,PM17 | PT010 | PC | 1233 | 30 | 1 | 4 | 50-D-5 | mntprog1 | 2018-07-14 |  | VB | SP00 | 822 | 1 | mntprog1 | 2021-06-17 |  | 1002 | V | SPO |  | 391121529 | 75 | X | [6 empty] | 0 |  | 1 | THB | O |  | 0 | D | 0 |  |  |  | 75032813320 | Non-Move | Move | Move
389025 | 03 | 75032814320 | MAGNETIC CONTAC 1SBL321001R8010-T1,PM17 | PT010 | PC | 1797 | 30 | 0 | 1 | 50-D-5 | mntprog1 | 2018-07-14 |  | VB | SP00 | 822 | 1 | mntprog1 | 2021-06-17 |  | 1002 | V | SPO |  | 39121529 | 75 | X | [6 empty] | 0 |  | 1 | THB | O |  | 0 | D | 0 |  |  |  |  | Non-Move | Non-Move | Non-Move
389026 | 03 | 75032815320 | MAGNETIC CONTAC 1SBL351001R8011-T1,PM17 | PT010 | PC | 3076 | 30 | 1 | 2 | 50-D-4 | mntprog1 | 2018-07-14 |  | VB | SP00 | 822 | 1 | mntprog1 | 2021-06-17 |  | 1002 | V | SPO |  | 39121529 | 75 | X | [6 empty] | 0 |  | 1 | THB | O |  | 0 | D | 0 |  |  |  |  | Non-Move | Non-Move | Non-Move
389027 | 03 | 75032816320 | MAGNETIC CONTAC 1SBL371001R8011-T1,PM17 | PT010 | PC | 4159 | 30 | 0 | 1 | 50-D-4 | mntprog1 | 2018-07-14 |  | VB | SP00 | 822 | 1 | mntprog1 | 2021-06-17 |  | 1002 | V | SPO |  | 39121529 | 75 | X | [6 empty] | 0 |  | 1 | THB | O |  | 0 | D | 0 |  |  |  |  | Non-Move | Non-Move | Non-Move
389028 | 03 | 75032817320 | MAGNETIC CONTAC 1SBL411001R8011-T1,PM17 | PT010 | PC | 4535.78 | 30 | 1 | 9 | 50-D-6 | mntprog1 | 2018-07-14 |  | VB | SP00 | 822 | 1 | mntprog1 | 2021-06-17 |  | 1002 | V | SPO |  | 39121529 | 75 | X | [6 empty] | 0 |  | 1 | THB | O |  | 0 | D | 0 |  |  |  |  | Non-Move | Non-Move | Non-Move
389029 | 03 | 75032818320 | MAGNETIC CONTAC 1SFL431001R8011-T1,PM17 | PT010 | PC | 4954.75 | 30 | 1 | 4 | 50-D-5 | mntprog1 | 2018-07-14 |  | VB | SP00 | 822 | 1 | mntprog1 | 2021-06-17 |  | 1002 | V | SPO |  | 39121529 | 75 | X | [6 empty] | 0 |  | 1 | THB | O |  | 0 | D | 0 |  |  |  |  | Non-Move | Non-Move | Non-Move
389030 | 03 | 75032819320 | MAGNETIC CONTAC 1SFL451001R8011-T1,PM17 | PT010 | PC | 7747 | 30 | 0 | 1 | 50-D-6 | mntprog1 | 2018-07-14 |  | VB | SP00 | 822 | 1 | mntprog1 | 2021-06-17 |  | 1002 | V | SPO |  | 39121529 | 75 | X | [6 empty] | 0 |  | 1 | THB | O |  | 0 | D | 0 |  |  |  |  | Non-Move | Non-Move | Non-Move
389031 | 03 | 75032820018 | ELEC,CONTACT,XEN-G1191,TELEMECANIQUE | PT010 | PC | 627.63 | 30 | 5 | 10 | 49-C-5 | mntprog1 | 2018-07-14 |  | VB | SP00 | 822 | 1 | attagons | 2020-10-14 |  | 1002 | V | SPO | 39121522 | 39121522 | 75 | X | [6 empty] | 0 |  | 1 | THB | O |  | 0 | D | 0 |  |  |  |  | Non-Move | Non-Move | Non-Move
389032 | 03 | 75032820320 | MAGNETIC CONTAC 1SFL471001R8011-T1,PM17 | PT010 | PC | 10245.33 | 30 | 1 | 3 | 50-D-6 | mntprog1 | 2018-07-14 |  | VB | SP00 | 822 | 1 | mntprog1 | 2021-06-17 |  | 1002 | V | SPO |  | 39121529 | 75 | X | [6 empty] | 0 |  | 1 | THB | O |  | 0 | D | 0 |  |  |  |  | Non-Move | Non-Move | Non-Move
389033 | 03 | 75032821320 | MAGNETIC CONTAC 1SFL491001R8011-T1,PM17 | PT010 | PC | 14822.5 | 30 | 1 | 2 | 50-D-7 | mntprog1 | 2018-07-14 |  | VB | SP00 | 822 | 1 | mntprog1 | 2021-06-17 |  | 1002 | V | SPO |  | 39121529 | 75 | X | [6 empty] | 0 |  | 1 | THB | O |  | 0 | D | 0 |  |  |  |  | Non-Move | Non-Move | Non-Move
389034 | 03 | 75032822320 | MAGNETIC CONTAC 1SFL511001R8011-T1,PM17 | PT010 | PC | 19750 | 30 | 0 | 1 | 50-D-7 | mntprog1 | 2018-07-14 |  | VB | SP00 | 822 | 1 | mntprog1 | 2021-06-17 |  | 1002 | V | SPO |  | 39121529 | 75 | X | [6 empty] | 0 |  | 1 | THB | O |  | 0 | D | 0 |  |  |  |  | Non-Move | Non-Move | Non-Move
389035 | 03 | 75032823320 | MAGNETIC CONTAC 1SFL531001R8011-T1,PM17 | PT010 | PC | 31739 | 30 | 0 | 1 | 50-D-7 | mntprog1 | 2018-07-14 |  | VB | SP00 | 822 | 1 | mntprog1 | 2021-06-17 |  | 1002 | V | SPO |  | 39121529 | 75 | X |  |  | Z7500 |  |  |  | 0 |  | 1 | THB | O |  | 0 | D | 0 |  |  |  |  | Non-Move | Non-Move | Non-Move
389036 | 03 | 75032824320 | MAGNETIC CONTAC 1SFL597001R7011-T1,PM17 | PT010 | PC | 22808 | 60 | 0 | 1 | 50-B-3 | mntprog1 | 2018-07-14 |  | VB | SP00 | 822 | 1 | mntprog1 | 2021-06-17 |  | 1002 | V | SPO |  | 39121529 | 75 | X | [6 empty] | 0 |  | 1 | THB | O |  | 0 | D | 0 |  |  |  |  | Non-Move | Non-Move | Non-Move
389037 | 03 | 75032827006 | ELEC,CONTACT,71-141-115-501,?,(8) | PT010 | PC | 65 | 30 | 0 | 1 | 25-B-3 | mntprog1 | 2018-07-14 |  | ND | SP00 | 822 | 1 | mntprog1 | 2021-06-17 |  | 1002 | V | SPO | 39121522 | 39121522 | 75 | X | [6 empty] | 0 |  | 1 | THB | O |  | 0 | D | 0 |  |  |  |  | Non-Move | Non-Move | Non-Move
389038 | 03 | 75032847004 | CONTACTOR,S:4",ALLIS-CHALMERS,(8) | PT010 | PC | 30 | 30 | 0 | 1 | 25-B-3 | mntprog1 | 2018-07-14 |  | ND | SP00 | 822 | 1 | mntprog1 | 2021-06-17 |  | 1002 | V | SPO | 39121529 | 39121529 | 75 | X | [6 empty] | 0 |  | 1 | THB | O |  | 0 | D | 0 |  |  |  |  | Non-Move | Non-Move | Non-Move
389039 | 03 | 75032895837 | PANELBOARD,CONTROL PANEL6SC9837OKA01 [ZN | PT011 | PC | 1 | 60 | 0 | 1 | W5-C-2 | mntprog1 | 2018-07-14 |  | ZN | SP00 | 824 | 1 | mntprog1 | 2021-04-05 | X | 1002 | V | SPO | 39121103 | 39121103 | 75 | X | [6 empty] | 0 |  | 0 | THB | O |  | 0 | D | 0 |  |  |  |  | Non-Move | Non-Move | Non-Move
389040 | 03 | 75032900898 | CONTROLpanel'KRAFT'EMA1,EP14 [ZN] | PT011 | PC | 258297 | 30 | 0 | 1 | W5-B-2 | mntprog1 | 2018-07-14 |  | ZN | SP00 | 847 | 1 | mntprog1 | 2021-04-05 | X | 1002 | V | SPO | 39121103 | 39121103 | 75 | X | [6 empty] | 0 |  | 0 | THB | O |  | 0 | D | 0 |  |  |  |  | Non-Move | Non-Move | Non-Move
389041 | 03 | 75032901145 | CARDplcCPU'MODICON'PCE984265,2MB [ZN] | PT011 | PC | 62415 | 106 | 1 | 2 | W5-,A2-A | mntprog1 | 2018-07-14 |  | ZN | SP00 | 824 | 1 | mntprog1 | 2021-04-05 | X | 1002 | V | SPO | 32151700 | 32151700 | 75 | X | [6 empty] | 0 |  | 0 | THB | O |  | 0 | D | 0 |  |  |  |  | Non-Move | Non-Move | Non-Move
389042 | 03 | 75032901230 | CARDcpuBATTcharger''HPT30110XE [ZN] | PT011 | PC | 1 | 30 | 0 | 2 | W5-1-C-1 | mntprog1 | 2018-07-14 |  | ZN | SP00 |  | 1 | mntprog1 | 2021-04-05 | X | 1002 | V | SPO | 32101513 | 32101513 | 75 | X | [6 empty] | 0 |  | 0 | THB | O |  | 0 | D | 0 |  |  |  |  | Non-Move | Non-Move | Non-Move
389043 | 03 | 75032901260 | PCB,CPU BATT CHARGER CARD,HPT833 60A [ZN | PT011 | PC | 1 | 30 | 0 | 2 | W5-1-C-1 | mntprog1 | 2018-07-14 |  | ZN | SP00 |  | 1 | mntprog1 | 2021-04-05 | X | 1002 | V | SPO | 32101513 | 32101513 | 75 | X | [6 empty] | 0 |  | 0 | THB | O |  | 0 | D | 0 |  |  |  |  | Non-Move | Non-Move | Non-Move
389044 | 03 | 75032901300 | UNDER-SPEED CONTROLLER,DD0203,FR1A,PB#10 | PT011 | PC | 9100 | 29 | 1 | 2 | 32-B-4 | mntprog1 | 2018-07-14 |  | VB | SP00 | 814 | 1 | attagons | 2020-10-14 |  | 1002 | V | SPO | 39120000 | 39120000 | 75 | X | [6 empty] | 0 |  | 1 | THB | O |  | 0 | D | 0 |  |  |  |  | Non-Move | Non-Move | Non-Move
389045 | 03 | 75032901523 | PCB,CPU CARD,IISP-AC12 WITH BOX [SD] | PT011 | ST | 10800 | 95 | 0 | 1 | 35-B-8 | mntprog1 | 2018-07-14 |  | VB | SP00 | 824 | 1 | mntprog1 | 2021-03-10 |  | 1002 | V | SPO | 32101513 | 32101513 | 75 | X | [6 empty] | 0 |  | 1 | THB | O |  | 0 | D | 0 |  |  |  |  | Non-Move | Non-Move | Non-Move
389046 | 03 | 75032901530 | PLC,CARD CPU,A2SHCPU,MITSUBISHI | PT011 | UT | 11752.94 | 65 | 1 | 2 | 35-E-3 | mntprog1 | 2018-07-14 |  | VB | SP00 | 824 | 1 | attagons | 2020-10-14 | X | 1002 | V | SPO | 32151700 | 32151700 | 75 | X | [6 empty] | 0 |  | 1 | THB | O |  | 0 | D | 0 |  |  |  |  | Non-Move | Non-Move | Non-Move
389047 | 03 | 75032901535 | PLC,CARD CPU,A1SJHCPU,MITSUBISHI | PT011 | PC | 15486 | 60 | 0 | 1 | 35-C-6 | mntprog1 | 2018-07-14 |  | VB | SP00 | 824 | 1 | attagons | 2020-10-14 | X | 1002 | V | SPO | 32151700 | 32151700 | 75 | X | [6 empty] | 0 |  | 1 | THB | O |  | 0 | D | 0 |  |  |  |  | Non-Move | Non-Move | Non-Move
389048 | 03 | 75032901603 | EE,CONTROLLER COROMAX,EP9,10,50061-01 [8 | PT011 | PC | 267427.67 | 90 | 0 | 2 | 75-A-7 | mntprog1 | 2018-07-14 |  | ND | SP00 | 847 | 1 | attagons | 2020-10-14 |  | 1002 | V | SPO | 39121500 | 39121500 | 75 | X | [6 empty] | 0 |  | 1 | THB | O |  | 0 | D | 0 |  |  |  |  | Non-Move | Non-Move | Non-Move
389049 | 03 | 75032901645 | EE,CONTROLLER, PIAC DCEPRA,F.L.SMIDTH [8 | PT011 | PC | 166959.94 | 60 | 0 | 1 | 75-A-8 | mntprog1 | 2018-07-14 |  | ND | SP00 | 847 | 1 | attagons | 2020-10-14 | X | 1002 | V | SPO | 39121500 | 39121500 | 75 | X | [6 empty] | 0 |  | 1 | THB | O |  | 0 | D | 0 |  |  |  |  | Non-Move | Non-Move | Non-Move
389050 | 03 | 75032901810 | CONVERTER,SIGNAL,C95,010V4-20MA24VDC4W | PT011 | PC | 4655 | 27 | 0 | 1 | 77-E-5 | mntprog1 | 2018-07-14 |  | VB | SP00 | 824 | 1 | attagons | 2020-10-14 |  | 1002 | V | SPO | 39121008 | 39121008 | 75 | X | [6 empty] | 0 |  | 1 | THB | O |  | 0 | D | 0 |  |  |  |  | Non-Move | Non-Move | Non-Move
389051 | 03 | 75032901814 | DCS,FLOW CONVER,AXF050G-PNAH1S-AJ11- [5] | PT011 | ST | 39400 | 70 | 0 | 1 | 35-A-2 | mntprog1 | 2018-07-14 |  | ND | SP00 | 824 | 1 | attagons | 2020-10-14 | X | 1002 | V | SPO | 32152000 | 32152000 | 75 | X | [6 empty] | 0 |  | 1 | THB | O |  | 0 | D | 0 |  |  |  |  | Non-Move | Non-Move | Non-Move
389052 | 03 | 75032901820 | CONVERTER 'WISCO'SC95,IN 4-20,OUT4-20 MA | PT011 | PC | 4563.7 | 35 | 1 | 2 | 77-E-5 | mntprog1 | 2018-07-14 |  | VB | SP00 | 824 | 1 | attagons | 2020-10-14 | X | 1002 | V | SPO | 39121008 | 39121008 | 75 | X | [6 empty] | 0 |  | 1 | THB | O |  | 0 | D | 0 |  |  |  |  | Non-Move | Non-Move | Non-Move
389053 | 03 | 75032901895 | INVERTER,SIGNAL CONVERTER,SC95,220V,4-20 | PT011 | PC | 4566.8 | 50 | 1 | 2 | 33-C-1 | mntprog1 | 2018-07-14 |  | VB | SP00 | 824 | 1 | attagons | 2020-10-14 |  | 1002 | V | SPO | 39122001 | 39122001 | 75 | X | [6 empty] | 0 |  | 1 | THB | O |  | 0 | D | 0 |  |  |  |  | Non-Move | Non-Move | Non-Move
389054 | 03 | 75032924215 | POWER METER,M-SYSTEM,47LV-102R-M2 | PT011 | PC | 11600 | 60 | 0 | 1 | 77-A-7 | mntprog1 | 2018-07-14 |  | VB | SP00 | 823 | 1 | attagons | 2020-10-14 | X | 1002 | V | SPO | 41113708 | 41113708 | 75 | X | [6 empty] | 0 |  | 1 | THB | O |  | 0 | D | 0 |  |  |  |  | Non-Move | Non-Move | Non-Move
389055 | 03 | 75032926550 | DCS,MEDIA CONVERTER,2744788,ABB [8] | PT011 | PC | 15471.5 | 75 | 0 | 1 | 33-D-2 | mntprog1 | 2018-07-14 |  | ND | SP00 | 824 | 1 | mntprog1 | 2019-04-06 |  | 1002 | V | SPO | 32152000 | 32152000 | 75 | X | [6 empty] | 0 |  | 1 | THB | O |  | 0 | D | 0 |  |  |  |  | Non-Move | Non-Move | Non-Move
389056 | 03 | 75032926554 | CONVERTER,SIGNAL,DC,DC 12 VDC,200W | PT011 | PC | 34500 | 45 | 1 | 2 | 75-D-8 | mntprog1 | 2018-07-14 |  | VB | SP00 | 824 | 1 | attagons | 2020-10-14 | X | 1002 | V | SPO | 39121008 | 39121008 | 75 | X | [6 empty] | 0 |  | 1 | THB | O |  | 0 | D | 0 |  |  |  |  | Non-Move | Non-Move | Non-Move
389057 | 03 | 75032927473 | CONVERTER,SIGNAL,EMA8, EP14 [ZN] | PT011 | PC | 80142.31 | 30 | 0 | 1 | W5-C-2 | mntprog1 | 2018-07-14 |  | ZN | SP00 | 824 | 1 | mntprog1 | 2021-04-05 | X | 1002 | V | SPO | 39121008 | 39121008 | 75 | X | [6 empty] | 0 |  | 0 | THB | O |  | 0 | D | 0 |  |  |  |  | Non-Move | Non-Move | Non-Move
389058 | 03 | 75032928472 | CONVERTER''EMA7,EP14 [ZN] | PT011 | PC | 70000 | 30 | 0 | 1 | W5-C-3 | mntprog1 | 2018-07-14 |  | ZN | SP00 | 824 | 1 | mntprog1 | 2021-04-05 | X | 1002 | V | SPO | 39121008 | 39121008 | 75 | X | [6 empty] | 0 |  | 0 | THB | O |  | 0 | D | 0 |  |  |  |  | Non-Move | Non-Move | Non-Move
389059 | 03 | 75032928550 | Signal Conditioner'Msystem'M5MVZAR,0-400 | PT011 | PC | 4260 | 0 | 0 | 1 | 33-D-2 | mntprog1 | 2018-07-14 |  | VB | SP00 | 824 | 1 | attagons | 2020-10-14 | X | 1002 | V | SPO | 39121020 | 39121020 | 75 | X | [6 empty] | 0 |  | 1 | THB | O |  | 0 | D | 0 |  |  |  |  | Non-Move | Non-Move | Non-Move
389060 | 03 | 75032928553 | Signal Conditioner'M5VS3AR,0-1V [5] | PT011 | PC | 4100 | 0 | 0 | 1 | 33-D-2 | mntprog1 | 2018-07-14 |  | ND | SP00 | 824 | 1 | attagons | 2020-10-14 | X | 1002 | V | SPO | 39121020 | 39121020 | 75 | X | [6 empty] | 0 |  | 1 | THB | O |  | 0 | D | 0 |  |  |  |  | Non-Move | Non-Move | Non-Move
389061 | 03 | 75032943001 | GASKET,CU,?,4.9X7.5X1 {8/w} | PT011 | PC | 1 | 65 | 0 | 130 | W4-C-3 | mntprog1 | 2018-07-14 |  | ZN | SP00 | 838 | 1 | mntprog1 | 2020-01-20 |  | 1002 | V | SPO | 31181503 | 31181503 | 75 | X | [6 empty] | 0 |  | 0 | THB | O |  | 0 | D | 0 |  |  |  |  | Non-Move | Non-Move | Non-Move
389062 | 03 | 75032943002 | GASKET,CU,09-0-0000169,10X14X2 MM [5] | PT011 | PC | 90.21 | 65 | 0 | 50 | 80-P-27 | mntprog1 | 2018-07-14 |  | ND | SP00 | 838 | 1 | attagons | 2020-10-14 |  | 1002 | V | SPO | 31181503 | 31181503 | 75 | X | [6 empty] | 0 |  | 1 | THB | O |  | 0 | D | 0 |  |  |  |  | Non-Move | Non-Move | Non-Move
389063 | 03 | 75032988319 | THERMOSTAT''EMB4,EP14 [ZN] | PT011 | PC | 1 | 30 | 0 | 1 | W5-C-2 | mntprog1 | 2018-07-14 |  | ZN | SP00 | 823 | 1 | mntprog1 | 2021-04-05 | X | 1002 | V | SPO | 41112209 | 41112209 | 75 | X | [6 empty] | 0 |  | 0 | THB | O |  | 0 | D | 0 |  |  |  |  | Non-Move | Non-Move | Non-Move
389064 | 03 | 75033000100 | CONTACTOR,LS100/L144,AEG,(8) | PT010 | PC | 6536 | 30 | 0 | 1 | 25-B-2 | mntprog1 | 2018-07-14 |  | ND | SP00 | 822 | 1 | mntprog1 | 2021-06-17 |  | 1002 | V | SPO | 39121529 | 39121529 | 75 | X | [6 empty] | 0 |  | 1 | THB | O |  | 0 | D | 0 |  |  |  |  | Non-Move | Non-Move | Non-Move
389065 | 03 | 75033001309 | CONTACTOR,SC-3N,FUJI,PM.1 | PT010 | EA | 1633.05 | 36 | 1 | 2 | 49-D-1 | mntprog1 | 2018-07-14 |  | VB | SP00 | 822 | 1 | mntprog1 | 2021-06-17 |  | 1002 | V | SPO | 39121529 | 39121529 | 75 | X | [6 empty] | 0 |  | 1 | THB | O |  | 0 | D | 0 |  |  |  |  | Non-Move | Non-Move | Non-Move
389066 | 03 | 75033014017 | CONTACTOR,3TB4017-OAMO,SIEMENS,(8) | PT010 | PC | 661.2 | 30 | 0 | 1 | 26-D-6 | mntprog1 | 2018-07-14 |  | ND | SP00 | 822 | 1 | mntprog1 | 2021-06-17 |  | 1002 | V | SPO | 39121529 | 39121529 | 75 | X | [6 empty] | 0 |  | 1 | THB | O |  | 0 | D | 0 |  |  |  |  | Non-Move | Non-Move | Non-Move
389067 | 03 | 75033020010 | CONTACTOR,LC1-D80D7,TELEMECANIQUE(8) | PT010 | PC | 2669.95 | 30 | 0 | 2 | 49-D-2 | mntprog1 | 2018-07-14 |  | ND | SP00 | 822 | 1 | mntprog1 | 2021-06-17 | X | 1002 | V | SPO | 39121529 | 39121529 | 75 | X | [6 empty] | 0 |  | 1 | THB | O |  | 0 | D | 0 |  |  |  |  | Non-Move | Non-Move | Non-Move
389068 | 03 | 75033020012 | CONTACTOR,LC1D65008,TELEMECANIQUE,PM1 | PT010 | PC | 4330 | 30 | 1 | 2 | 49-D-1 | mntprog1 | 2018-07-14 |  | VB | SP00 | 822 | 1 | mntprog1 | 2021-06-17 |  | 1002 | V | SPO | 39121529 | 39121529 | 75 | X | [6 empty] | 0 |  | 1 | THB | O |  | 0 | D | 0 |  |  |  |  | Non-Move | Non-Move | Non-Move
389069 | 03 | 75033020015 | CONTACTOR,LC1D150F7,TELEMECANIQUE,PM1 | PT010 | PC | 6110 | 30 | 0 | 2 | 49-D-2 | mntprog1 | 2018-07-14 |  | ND | SP00 | 822 | 1 | mntprog1 | 2021-06-17 | X | 1002 | V | SPO | 39121529 | 39121529 | 75 | X | [6 empty] | 0 |  | 1 | THB | O |  | 0 | D | 0 |  |  |  |  | Non-Move | Non-Move | Non-Move
389070 | 03 | 75033020016 | CONTACTOR,LC1D80F7,TELEMECANIQUE,PM1 | PT010 | PC | 2869.2 | 30 | 1 | 2 | 49-D-1 | mntprog1 | 2018-07-14 |  | VB | SP00 | 822 | 1 | mntprog1 | 2021-06-17 | X | 1002 | V | SPO | 39121529 | 39121529 | 75 | X | [6 empty] | 0 |  | 1 | THB | O |  | 0 | D | 0 |  |  |  |  | Non-Move | Non-Move | Non-Move
389071 | 03 | 75033020017 | CONTACTOR,LC1D80008F7,TELEMECANIQUE,PM1 | PT010 | PC | 4588 | 30 | 0 | 1 | 49-D-1 | mntprog1 | 2018-07-14 |  | VB | SP00 | 822 | 1 | mntprog1 | 2021-06-17 |  | 1002 | V | SPO | 39121529 | 39121529 | 75 | X | [6 empty] | 0 |  | 1 | THB | O |  | 0 | D | 0 |  |  |  |  | Non-Move | Non-Move | Non-Move
389072 | 03 | 75033020018 | CONTACTOR,LC1D09F7,TELEMECANIQUE,PM1 | PT010 | PC | 348.5 | 30 | 2 | 5 | 49-D-1 | mntprog1 | 2018-07-14 |  | VB | SP00 | 822 | 1 | mntprog1 | 2021-06-17 |  | 1002 | V | SPO | 39121529 | 39121529 | 75 | X | [6 empty] | 0 |  | 1 | THB | O |  | 0 | D | 0 |  |  |  |  | Non-Move | Non-Move | Non-Move
389073 | 03 | 75033020019 | CONTACTOR,LC1-D65F7,TELEMECANIQUE,PM.1 | PT010 | PC | 2653 | 30 | 1 | 2 | 49-D-1 | mntprog1 | 2018-07-14 |  | VB | SP00 | 822 | 1 | mntprog1 | 2021-06-17 |  | 1002 | V | SPO | 39121529 | 39121529 | 75 | X | [6 empty] | 0 |  | 1 | THB | O |  | 0 | D | 0 |  |  |  |  | Non-Move | Non-Move | Non-Move
389074 | 03 | 75033020120 | CONTACTOR,LC1-D12F7,TELEMECANIQUE,PM.1 | PT010 | PC | 468.63 | 30 | 1 | 2 | 49-D-1 | mntprog1 | 2018-07-14 |  | VB | SP00 | 822 | 1 | mntprog1 | 2021-06-17 |  | 1002 | V | SPO | 39121529 | 39121529 | 75 | X | [6 empty] | 0 |  | 1 | THB | O |  | 0 | D | 0 |  |  |  |  | Non-Move | Non-Move | Non-Move
389075 | 03 | 75033030000 | CONTACTOR,S-N300,MITSUBISHI,WP.1 | PT010 | PC | 15000 | 30 | 0 | 1 | 50-B-2 | mntprog1 | 2018-07-14 |  | ND | SP00 | 822 | 1 | mntprog1 | 2021-06-17 | X | 1002 | V | SPO | 39121529 | 39121529 | 75 | X | [6 empty] | 0 |  | 1 | THB | O |  | 0 | D | 0 |  |  |  |  | Non-Move | Non-Move | Non-Move
389076 | 03 | 75033030001 | CONTACTOR,S-N220,MITSUBISHI(8) | PT010 | PC | 10000 | 30 | 0 | 1 | 50-B-1 | mntprog1 | 2018-07-14 |  | ND | SP00 | 822 | 1 | mntprog1 | 2021-06-17 | X | 1002 | V | SPO | 39121529 | 39121529 | 75 | X | [6 empty] | 0 |  | 1 | THB | O |  | 0 | D | 0 |  |  |  |  | Non-Move | Non-Move | Non-Move
389077 | 03 | 75033030002 | CONTACTOR,S-N150,MITSUBISHI,WP.1 | PT010 | PC | 4364.85 | 30 | 0 | 1 | 50-B-1 | mntprog1 | 2018-07-14 |  | VB | SP00 | 822 | 1 | mntprog1 | 2021-06-17 |  | 1002 | V | SPO | 39121529 | 39121529 | 75 | X | [6 empty] | 0 |  | 1 | THB | O |  | 0 | D | 0 |  |  |  |  | Non-Move | Non-Move | Non-Move
389078 | 03 | 75033040618 | PILOT LAMP,?,APN118W,,?,?,(8) | PT010 | PC | 390 | 30 | 0 | 1 | 25-B-7 | mntprog1 | 2018-07-14 |  | ND | SP00 | 822 | 1 | mntprog1 | 2021-06-17 |  | 1002 | V | SPO | 39121534 | 39121534 | 75 | X | [6 empty] | 0 |  | 1 | THB | O |  | 0 | D | 0 |  |  |  |  | Non-Move | Non-Move | Non-Move
389079 | 03 | 75033055410 | COUPLING,CAP NUT,03-1-0001066 {210P/¤ [5 | PT011 | ST | 69.83 | 90 | 100 | 210 | 23-D-2 | mntprog1 | 2018-07-14 |  | ND | SP00 | 847 | 1 | attagons | 2020-10-14 |  | 1002 | V | SPO | 23150000 | 23150000 | 75 | X | [6 empty] | 0 |  | 1 | THB | O |  | 0 | D | 0 |  |  |  | 75033055410 | Non-Move | Move | Move
389080 | 03 | 75033055460 | COUPLING,BOSTON,GEAR FC12-1/2 | PT011 | PC | 11987.67 | 76 | 2 | 4 | 22-C-7 | mntprog1 | 2018-07-14 |  | VB | SP00 | 825 | 1 | attagons | 2020-10-14 |  | 1002 | V | SPO | 31163001 | 31163001 | 75 | X | [6 empty] | 0 |  | 1 | THB | O |  | 0 | D | 0 |  |  |  |  | Non-Move | Non-Move | Non-Move
389081 | 03 | 75033100360 | AC POWER CONTACTOR 330C230V56,PM16(5) | PT010 | PC | 36100 | 30 | 0 | 1 | NEW STOCK | mntprog1 | 2018-07-14 |  | ND | SP00 | 824 | 1 | attagons | 2020-10-14 |  | 1002 | V | SPO |  | 23150000 | 75 |  |  |  | Z7500 |  |  |  | 0 |  | 1 | THB | O |  | 0 | D | 0 |  |  |  |  | Non-Move | Non-Move | Non-Move
389082 | 03 | 75033102360 | AC POWER CONTACTOR 25C230V56,PM16(5) | PT010 | PC | 3800 | 30 | 0 | 1 | 73-D-2 | mntprog1 | 2018-07-14 |  | ND | SP00 | 822 | 1 | attagons | 2020-10-14 |  | 1002 | V | SPO |  | 23150000 | 75 |  |  |  | Z7500 |  |  |  | 0 |  | 1 | THB | O |  | 0 | D | 0 |  |  |  |  | Non-Move | Non-Move | Non-Move
389083 | 03 | 75033103360 | AC POWER CONTACTOR 11E,AUTOMATICPM16(5) | PT010 | PC | 2700 | 30 | 0 | 1 | NEW STOCK | mntprog1 | 2018-07-14 |  | ND | SP00 | 814 | 1 | attagons | 2020-10-14 |  | 1002 | V | SPO |  | 23150000 | 75 |  |  |  | Z7500 |  |  |  | 0 |  | 1 | THB | O |  | 0 | D | 0 |  |  |  |  | Non-Move | Non-Move | Non-Move
389084 | 03 | 75033190001 | ENCODER,RI58-D/2048 EF.47 IF,[ IF only] | PT012 | PC | 17725 | 90 | 0 | 1 | 75-E-3 | mntprog1 | 2018-07-14 |  | VB | SP00 | 814 | 1 | attagons | 2020-10-14 | X | 1002 | V | SPO | 39121527 | 39121527 | 75 | X | [6 empty] | 0 |  | 1 | THB | O |  | 0 | D | 0 |  |  |  |  | Non-Move | Non-Move | Non-Move
389085 | 03 | 75033250506 | CONTACTOR,55200/P/902360 400A,ABB,PM.1 | PT010 | PC | 250000 | 60 | 0 | 1 | SCR# PM#1 | mntprog1 | 2018-07-14 |  | VB | SP00 | 822 | 1 | mntprog1 | 2021-06-17 | X | 1002 | V | SPO | 39121529 | 39121529 | 75 | X | [6 empty] | 0 |  | 1 | THB | O |  | 0 | D | 0 |  |  |  |  | Non-Move | Non-Move | Non-Move
389086 | 03 | 75033271405 | PLC,1756-CNB,ALLEN BRADLEY {wo} | PT012 | PC | 36670 | 62 | 0 | 1 | 115-B-8 | mntprog1 | 2018-07-14 |  | ND | SP00 | 824 | 1 | attagons | 2020-10-14 | X | 1002 | V | SPO | 32151700 | 32151700 | 75 | X | [6 empty] | 0 |  | 1 | THB | O |  | 0 | D | 0 |  |  |  |  | Non-Move | Non-Move | Non-Move
389087 | 03 | 75033272050 | PLC,2711P - RN15 S,ALLEN BRADLEY {wo} | PT012 | ST | 13200 | 25 | 0 | 1 | 115-B-6 | mntprog1 | 2018-07-14 |  | ND | SP00 | 824 | 1 | attagons | 2020-10-14 | X | 1002 | V | SPO | 32151700 | 32151700 | 75 | X | [6 empty] | 0 |  | 1 | THB | O |  | 0 | D | 0 |  |  |  |  | Non-Move | Non-Move | Non-Move
389088 | 03 | 75033280052 | CONVERTER,SIGNAL,DC,DC,110,24 VDC,(8) | PT010 | PC | 49345.17 | 30 | 0 | 1 | AIR 7-D-3 | mntprog1 | 2018-07-14 |  | ND | SP00 | 824 | 1 | mntprog1 | 2020-02-19 |  | 1002 | V | SPO | 39121008 | 39121008 | 75 | X | [6 empty] | 0 |  | 1 | THB | O |  | 0 | D | 0 |  |  |  |  | Non-Move | Non-Move | Non-Move
389089 | 03 | 75033280061 | DDCS Commun Option,RDCO-03C(8) | PT010 | ST | 9400 | 30 | 0 | 1 | AIR 6-D-1 | mntprog1 | 2018-07-14 |  | ND | SP00 | 824 | 1 | mntprog1 | 2021-06-17 |  | 1002 | V | SPO | 32152000 | 32152000 | 75 | X | [6 empty] | 0 |  | 1 | THB | O |  | 0 | D | 0 |  |  |  |  | Non-Move | Non-Move | Non-Move
389090 | 03 | 75033280440 | COIL,MAGNETIC,600,SKN 4/40-1,VAHLE | PT011 | PC | 14966.38 | 90 | 1 | 2 | 34-E-1 | mntprog1 | 2018-07-14 |  | VB | SP00 | 845 | 1 | attagons | 2020-10-14 | X | 1002 | V | SPO | 39121010 | 39121010 | 75 | X | [6 empty] | 0 |  | 1 | THB | O |  | 0 | D | 0 |  |  |  |  | Non-Move | Non-Move | Non-Move
389091 | 03 | 75033282275 | WIRE/FELT GUIDE DETECTOR HEAD PM.17 | PT010 | PC | 79837.03 | 60 | 1 | 2 | 52-D-4 | mntprog1 | 2018-07-14 |  | VB | SP00 | C03 | 1 | mntprog1 | 2021-06-26 |  | 1002 | V | SPO | 23150000 | 23150000 | 75 | X | [6 empty] | 0 |  | 1 | THB | O |  | 0 | D | 0 |  |  |  |  | Non-Move | Non-Move | Non-Move
389092 | 03 | 75033282278 | DRYER FELT GUIDE DETECTOR HEAD PM.17 | PT010 | PC | 70531.45 | 60 | 1 | 2 | 52-D-4 | mntprog1 | 2018-07-14 |  | VB | SP00 | C03 | 1 | mntprog1 | 2021-06-26 |  | 1002 | V | SPO | 23150000 | 23150000 | 75 | X | [6 empty] | 0 |  | 1 | THB | O |  | 0 | D | 0 |  |  |  |  | Non-Move | Non-Move | Non-Move
389093 | 03 | 75033290013 | DRIVE CONTROL UNIT,RDCU-02C(8) | PT010 | ST | 45200 | 30 | 0 | 1 | AIR 6-D-1 | mntprog1 | 2018-07-14 |  | ND | SP00 |  | 1 | mntprog1 | 2020-02-19 |  | 1002 | V | SPO | 39120000 | 39120000 | 75 | X | [6 empty] | 0 |  | 1 | THB | O |  | 0 | D | 0 |  |  |  |  | Non-Move | Non-Move | Non-Move
389094 | 03 | 75033290015 | PSU,3UF7300-1AU00-0,SIEMENS,PB16 | PT010 | PC | 5500 | 30 | 1 | 2 | AIR 3-C-1 | mntprog1 | 2018-07-14 |  | VB | SP00 | 824 | 1 | mntprog1 | 2021-06-17 |  | 1002 | V | SPO | 39121004 | 39121004 | 75 | X | [6 empty] | 0 |  | 1 | THB | O |  | 0 | D | 0 |  |  |  |  | Non-Move | Non-Move | Non-Move
389095 | 03 | 75033290016 | DRIVE-UNIT WITHOUT ELECTRIC MOTOR,PM.3 | PT010 | PC | 52969 | 90 | 0 | 1 | 49-B-5 | mntprog1 | 2018-07-14 |  | ZN | SP00 |  | 1 | attagons | 2020-10-14 | X | 1002 | V | SPO | 23150000 | 23150000 | 75 | X | [6 empty] | 0 |  | 1 | THB | O |  | 0 | D | 0 |  |  |  |  | Non-Move | Non-Move | Non-Move
389096 | 03 | 75033321401 | DETECTORprimaryCURRENTpca''EMA4,EP14 [ZN | PT011 | PC | 1 | 30 | 0 | 1 | W5-C-2 | mntprog1 | 2018-07-14 |  | ZN | SP00 |  | 1 | mntprog1 | 2021-04-05 | X | 1002 | V | SPO | 39120000 | 39120000 | 75 | X | [6 empty] | 0 |  | 0 | THB | O |  | 0 | D | 0 |  |  |  |  | Non-Move | Non-Move | Non-Move
389097 | 03 | 75033334401 | DETECTORsparkUNIT'',EP14 [ZN] | PT011 | PC | 1 | 30 | 0 | 1 | W5-C-2 | mntprog1 | 2018-07-14 |  | ZN | SP00 |  | 1 | mntprog1 | 2021-04-05 | X | 1002 | V | SPO | 39120000 | 39120000 | 75 | X | [6 empty] | 0 |  | 0 | THB | O |  | 0 | D | 0 |  |  |  |  | Non-Move | Non-Move | Non-Move
389098 | 03 | 75033335206 | PCB,COMMON MEM CARD,57C423, {wo} | PT012 | PC | 24400 | 62 | 0 | 1 | 114-E-1 | mntprog1 | 2018-07-14 |  | ND | SP00 | 824 | 1 | attagons | 2020-10-14 | X | 1002 | V | SPO | 32101513 | 32101513 | 75 | X | [6 empty] | 0 |  | 1 | THB | O |  | 0 | D | 0 |  |  |  |  | Non-Move | Non-Move | Non-Move
389099 | 03 | 75033355420 | DCS,NETWORK INTERFACECARD,ALLEN [8] | PT012 | PC | 112803.75 | 76 | 0 | 2 | 115-C-2 | mntprog1 | 2018-07-14 |  | ND | SP00 | 824 | 1 | attagons | 2020-10-14 | X | 1002 | V | SPO | 32152000 | 32152000 | 75 | X | [6 empty] | 0 |  | 1 | THB | O |  | 0 | D | 0 |  |  |  |  | Non-Move | Non-Move | Non-Move
389100 | 03 | 75033374515 | PLC,1756-IA16,ALLEN BRADLEY {wo} | PT012 | PC | 11410 | 62 | 0 | 1 | 115-B-7 | mntprog1 | 2018-07-14 |  | ND | SP00 | 824 | 1 | attagons | 2020-10-14 | X | 1002 | V | SPO | 32151700 | 32151700 | 75 | X | [6 empty] | 0 |  | 1 | THB | O |  | 0 | D | 0 |  |  |  |  | Non-Move | Non-Move | Non-Move
389101 | 03 | 75033375515 | PLC,1756-OW16I,ALLEN BRADLEY {wo} | PT012 | PC | 15630 | 62 | 0 | 1 | 115-B-7 | mntprog1 | 2018-07-14 |  | ND | SP00 | 824 | 1 | attagons | 2020-10-14 | X | 1002 | V | SPO | 32151700 | 32151700 | 75 | X | [6 empty] | 0 |  | 1 | THB | O |  | 0 | D | 0 |  |  |  |  | Non-Move | Non-Move | Non-Move
389102 | 03 | 75033400034 | DIODE'FUJI'2FI100A060D, [8] | PT012 | PC | 3150 | 113 | 1 | 3 | 114-C-7 | mntprog1 | 2018-07-14 |  | ND | SP00 | 824 | 1 | attagons | 2020-10-14 | X | 1002 | V | SPO | 32111500 | 32111500 | 75 | X | [6 empty] | 0 |  | 1 | THB | O |  | 0 | D | 0 |  |  |  |  | Non-Move | Non-Move | Non-Move
389103 | 03 | 75033400040 | STARTER,LAMP,IGNITOR,SLI 70-400,24VDC | PT010 | PC | 395 | 49 | 2 | 5 | 49-A-3 | mntprog1 | 2018-07-14 |  | VB | SP00 | 811 | 1 | attagons | 2020-10-14 |  | 1002 | V | SPO | 39111810 | 39111810 | 75 | X | [6 empty] | 0 |  | 1 | THB | O |  | 0 | D | 0 |  |  |  | 75033400040 | Non-Move | Move | Move
389104 | 03 | 75033400054 | DIODE,2RI60G-120,FUJI {w} | PT012 | PC | 2600 | 60 | 0 | 3 | 114-C-8 | mntprog1 | 2018-07-14 |  | ND | SP00 | 824 | 1 | attagons | 2020-10-14 | X | 1002 | V | SPO | 32111500 | 32111500 | 75 | X | [6 empty] | 0 |  | 1 | THB | O |  | 0 | D | 0 |  |  |  |  | Non-Move | Non-Move | Non-Move
389105 | 03 | 75033403000 | DIODE''TT56N14KOF25C0, [8] | PT012 | PC | 1250 | 30 | 2 | 4 | 114-D-5 | mntprog1 | 2018-07-14 |  | ND | SP00 | 824 | 1 | attagons | 2020-10-14 | X | 1002 | V | SPO | 32111500 | 32111500 | 75 | X | [6 empty] | 0 |  | 1 | THB | O |  | 0 | D | 0 |  |  |  |  | Non-Move | Non-Move | Non-Move
389106 | 03 | 75033403006 | DIODE,G1552PDE-S444,ABB SAMI 800F660,(8) | PT010 | PC | 166.67 | 30 | 0 | 6 | 31-B-4 | mntprog1 | 2018-07-14 |  | ND | SP00 | 824 | 1 | mntprog1 | 2021-06-17 | X | 1002 | V | SPO | 32111500 | 32111500 | 75 | X | [6 empty] | 0 |  | 1 | THB | O |  | 0 | D | 0 |  |  |  |  | Non-Move | Non-Move | Non-Move
389107 | 03 | 75033403014 | DIODE,SM18CXC924/YP,ABB SAMI 800F660,(8) | PT010 | PC | 500 | 30 | 0 | 4 | 31-B-4 | mntprog1 | 2018-07-14 |  | ND | SP00 | 824 | 1 | mntprog1 | 2021-06-17 | X | 1002 | V | SPO | 32111500 | 32111500 | 75 | X | [6 empty] | 0 |  | 1 | THB | O |  | 0 | D | 0 |  |  |  |  | Non-Move | Non-Move | Non-Move
389108 | 03 | 75033403016 | DIODE,SM16CXC190VR,ABB,PB.11(5) | PT010 | PC | 6350 | 30 | 1 | 5 | 31-B-4 | mntprog1 | 2018-07-14 |  | ND | SP00 | 824 | 1 | mntprog1 | 2021-06-17 | X | 1002 | V | SPO | 32111500 | 32111500 | 75 | X | [6 empty] | 0 |  | 1 | THB | O |  | 0 | D | 0 |  |  |  |  | Non-Move | Non-Move | Non-Move
389109 | 03 | 75033403018 | DIODE,SM12PCN074A2P,ABB,(8) | PT010 | PC | 2278 | 110 | 1 | 2 | 31-C-7 | mntprog1 | 2018-07-14 |  | ND | SP00 | 824 | 1 | mntprog1 | 2021-06-17 | X | 1002 | V | SPO | 32111500 | 32111500 | 75 | X | [6 empty] | 0 |  | 1 | THB | O |  | 0 | D | 0 |  |  |  |  | Non-Move | Non-Move | Non-Move
389110 | 03 | 75033403026 | DIODE,G1552PDE-S444,ABB SAMI 500F660(8) | PT010 | PC | 15000 | 30 | 0 | 1 | 31-C-7 | mntprog1 | 2018-07-14 |  | ND | SP00 | 824 | 1 | mntprog1 | 2021-06-20 | X | 1002 | V | SPO | 32111500 | 32111500 | 75 | X | [6 empty] | 0 |  | 1 | THB | O |  | 0 | D | 0 |  |  |  |  | Non-Move | Non-Move | Non-Move
389111 | 03 | 75033403057 | RECTIFIER,3112 8811 SKD 30/16 A1,ABB(8) | PT010 | PC | 500 | 30 | 0 | 1 | 31-C-6 | mntprog1 | 2018-07-14 |  | ND | SP00 | 824 | 1 | mntprog1 | 2021-06-20 |  | 1002 | V | SPO | 32121701 | 32121701 | 75 | X | [6 empty] | 0 |  | 1 | THB | O |  | 0 | D | 0 |  |  |  |  | Non-Move | Non-Move | Non-Move
389112 | 03 | 75033403059 | RECTIFIER,90MT160K,ABB(8) | PT010 | PC | 2000 | 30 | 0 | 1 | 31-C-6 | mntprog1 | 2018-07-14 |  | ND | SP00 | 824 | 1 | mntprog1 | 2021-06-20 |  | 1002 | V | SPO | 32121701 | 32121701 | 75 | X | [6 empty] | 0 |  | 1 | THB | O |  | 0 | D | 0 |  |  |  |  | Non-Move | Non-Move | Non-Move
389113 | 03 | 75033403061 | RECTIFIER,60NJ160K,ABB(8) | PT010 | PC | 2000 | 30 | 0 | 1 | 31-C-6 | mntprog1 | 2018-07-14 |  | ND | SP00 | 824 | 1 | mntprog1 | 2021-06-20 |  | 1002 | V | SPO | 32121701 | 32121701 | 75 | X | [6 empty] | 0 |  | 1 | THB | O |  | 0 | D | 0 |  |  |  |  | Non-Move | Non-Move | Non-Move
389114 | 03 | 75033403074 | DIODE,SM13CXC174,ABB SAMI 500F660,(8) | PT010 | PC | 1000 | 30 | 0 | 1 | 50-C-8 | mntprog1 | 2018-07-14 |  | ND | SP00 | 824 | 1 | mntprog1 | 2021-06-20 | X | 1002 | V | SPO | 32111500 | 32111500 | 75 | X | [6 empty] | 0 |  | 1 | THB | O |  | 0 | D | 0 |  |  |  |  | Non-Move | Non-Move | Non-Move
389115 | 03 | 75033403080 | DIODE,SM18CXC805TU,ABB SAMI 500F660,(8) | PT010 | PC | 500 | 30 | 0 | 6 | 31-B-4 | mntprog1 | 2018-07-14 |  | ND | SP00 | 824 | 1 | mntprog1 | 2021-06-20 | X | 1002 | V | SPO | 32111500 | 32111500 | 75 | X | [6 empty] | 0 |  | 1 | THB | O |  | 0 | D | 0 |  |  |  |  | Non-Move | Non-Move | Non-Move
389116 | 03 | 75033403160 | DIODE'SANREXPAK'DD160F120,DoubleCUTT {8} | PT012 | PC | 5100 | 29 | 2 | 3 | 114-C-8 | mntprog1 | 2018-07-14 |  | ND | SP00 | 824 | 1 | attagons | 2020-10-14 | X | 1002 | V | SPO | 32111500 | 32111500 | 75 | X | [6 empty] | 0 |  | 1 | THB | O |  | 0 | D | 0 |  |  |  |  | Non-Move | Non-Move | Non-Move
389117 | 03 | 75033404002 | POWER DIODE,SKN 60 F17(ZN) | PT010 | PC | 500 | 30 | 0 | 2 | 31-C-7 | mntprog1 | 2018-07-14 |  | ZN | SP00 | 824 | 1 | mntprog1 | 2021-06-20 |  | 1002 | V | SPO | 32111509 | 32111509 | 75 | X | [6 empty] | 0 |  | 1 | THB | O |  | 0 | D | 0 |  |  |  |  | Non-Move | Non-Move | Non-Move
389118 | 03 | 75033404008 | POWER DIODE,1000F660 AND SAMI 800F66(ZN) | PT010 | PC | 500 | 30 | 0 | 2 | 31-C-4 | mntprog1 | 2018-07-14 |  | ZN | SP00 | 824 | 1 | mntprog1 | 2021-06-20 |  | 1002 | V | SPO | 32111509 | 32111509 | 75 | X | [6 empty] | 0 |  | 1 | THB | O |  | 0 | D | 0 |  |  |  |  | Non-Move | Non-Move | Non-Move
389119 | 03 | 75033404010 | POWER DIODE,SAMI 500F660,SKR 141F17,(8) | PT010 | PC | 250 | 30 | 0 | 1 | 31-C-6 | mntprog1 | 2018-07-14 |  | ND | SP00 | 824 | 1 | mntprog1 | 2021-06-20 | X | 1002 | V | SPO | 32111509 | 32111509 | 75 | X | [6 empty] | 0 |  | 1 | THB | O |  | 0 | D | 0 |  |  |  |  | Non-Move | Non-Move | Non-Move
389120 | 03 | 75033404165 | DIODE BRIDGE RECTIFIER IN220V OUT310 [9] | PT011 | PC | 150 | 0 | 2 | 5 | 29-E-4 | mntprog1 | 2018-07-14 |  | ND | SP00 | 824 | 1 | attagons | 2020-10-14 | X | 1002 | V | SPO | 32121701 | 32121701 | 75 | X | [6 empty] | 0 |  | 1 | THB | O |  | 0 | D | 0 |  |  |  |  | Non-Move | Non-Move | Non-Move
389121 | 03 | 75033404651 | DIODE,200 EXD 21(2500V-200A),TOSHIBA(ZN) | PT010 | PC | 7339.33 | 30 | 4 | 6 | 49-E-8 | mntprog1 | 2018-07-14 |  | ZN | SP00 | 824 | 1 | mntprog1 | 2021-06-20 | X | 1002 | V | SPO | 32111500 | 32111500 | 75 | X | [6 empty] | 0 |  | 1 | THB | O |  | 0 | D | 0 |  |  |  |  | Non-Move | Non-Move | Non-Move
389122 | 03 | 75033404660 | DIODE,800 FXD 26 (3000V-800A,(ZN) | PT010 | PC | 14775.17 | 30 | 4 | 6 | 49-E-8 | mntprog1 | 2018-07-14 |  | ZN | SP00 | 824 | 1 | mntprog1 | 2021-06-20 | X | 1002 | V | SPO | 32111500 | 32111500 | 75 | X | [6 empty] | 0 |  | 1 | THB | O |  | 0 | D | 0 |  |  |  |  | Non-Move | Non-Move | Non-Move
389123 | 03 | 75033405007 | DIODE''520007 [ZN] | PT011 | PC | 1 | 30 | 0 | 1 | W5-,A2-E-4 | mntprog1 | 2018-07-14 |  | ZN | SP00 | 824 | 1 | mntprog1 | 2021-04-05 | X | 1002 | V | SPO | 32111500 | 32111500 | 75 | X | [6 empty] | 0 |  | 0 | THB | O |  | 0 | D | 0 |  |  |  |  | Non-Move | Non-Move | Non-Move
389124 | 03 | 75033408510 | DIODE,45M60 FOR DC 125V,DIODE ELEMENT(8) | PT010 | PC | 200 | 30 | 0 | 1 | 26-A-3 | mntprog1 | 2018-07-14 |  | ND | SP00 | 824 | 1 | mntprog1 | 2021-06-20 |  | 1002 | V | SPO | 32111500 | 32111500 | 75 | X | [6 empty] | 0 |  | 1 | THB | O |  | 0 | D | 0 |  |  |  |  | Non-Move | Non-Move | Non-Move
389125 | 03 | 75033408700 | DIODE'TOSHIBA'100L6PA41,Ncslitter | PT011 | PC | 2127 | 30 | 6 | 12 | 29-C-6 | mntprog1 | 2018-07-14 |  | VB | SP00 | 824 | 1 | attagons | 2020-10-14 | X | 1002 | V | SPO | 32111500 | 32111500 | 75 | X | [6 empty] | 0 |  | 1 | THB | O |  | 0 | D | 0 |  |  |  |  | Non-Move | Non-Move | Non-Move
389126 | 03 | 75033408703 | DIODE''RM30DZ24,Wider4 [ZN] | PT011 | PC | 450 | 30 | 0 | 12 | W5-,A2-D-6 | mntprog1 | 2018-07-14 |  | ZN | SP00 | 824 | 1 | mntprog1 | 2021-04-05 | X | 1002 | V | SPO | 32111500 | 32111500 | 75 | X | [6 empty] | 0 |  | 0 | THB | O |  | 0 | D | 0 |  |  |  |  | Non-Move | Non-Move | Non-Move
389127 | 03 | 75033408705 | DIODE,RM50HA12F,MITSUBISHI | PT011 | PC | 3300 | 75 | 2 | 5 | 29-C-4 | mntprog1 | 2018-07-14 |  | VB | SP00 | 824 | 1 | attagons | 2020-10-14 |  | 1002 | V | SPO | 32111500 | 32111500 | 75 | X | [6 empty] | 0 |  | 1 | THB | O |  | 0 | D | 0 |  |  |  |  | Non-Move | Non-Move | Non-Move
389128 | 03 | 75033408763 | DIODE''6ZY10301AAOO,1030A2.2Kv [ZN] | PT011 | PC | 15000.4 | 30 | 0 | 3 | W5-C-2 | mntprog1 | 2018-07-14 |  | ZN | SP00 | 824 | 1 | mntprog1 | 2021-04-05 | X | 1002 | V | SPO | 32111500 | 32111500 | 75 | X | [6 empty] | 0 |  | 0 | THB | O |  | 0 | D | 0 |  |  |  |  | Non-Move | Non-Move | Non-Move
389129 | 03 | 75033408790 | DIODE''660N18T21FD [ZN] | PT011 | PC | 1 | 30 | 3 | 6 | W5-,A2-E-4 | mntprog1 | 2018-07-14 |  | ZN | SP00 | 824 | 1 | mntprog1 | 2021-04-05 | X | 1002 | V | SPO | 32111500 | 32111500 | 75 | X | [6 empty] | 0 |  | 0 | THB | O |  | 0 | D | 0 |  |  |  |  | Non-Move | Non-Move | Non-Move
389130 | 03 | 75033408800 | INVERTER,UNIT,CIMR-G7A40P7,YASKAWA | PT011 | PC | 14092.89 | 494 | 1 | 2 | 76-B-8 | mntprog1 | 2018-07-14 |  | VB | SP00 | 821 | 1 | attagons | 2020-10-14 |  | 1002 | V | SPO | 39122001 | 39122001 | 75 | X | [6 empty] | 0 |  | 1 | THB | O |  | 0 | D | 0 |  |  |  |  | Non-Move | Non-Move | Non-Move
389131 | 03 | 75033408850 | DRIVERbaseDRIVE ETC792:JPAC250 [ZN] | PT011 | PC | 24134.08 | 30 | 0 | 4 | W5-1-D-2 | mntprog1 | 2018-07-14 |  | ZN | SP00 |  | 1 | mntprog1 | 2021-04-05 | X | 1002 | V | SPO | 39120000 | 39120000 | 75 | X | [6 empty] | 0 |  | 0 | THB | O |  | 0 | D | 0 |  |  |  |  | Non-Move | Non-Move | Non-Move
389132 | 03 | 75033408900 | DRIVERbaseDRIVE'ETC863:JPAC257 [ZN] | PT011 | PC | 22905.36 | 30 | 0 | 6 | W5-1-C-2 | mntprog1 | 2018-07-14 |  | ZN | SP00 |  | 1 | mntprog1 | 2021-04-05 | X | 1002 | V | SPO | 39120000 | 39120000 | 75 | X | [6 empty] | 0 |  | 0 | THB | O |  | 0 | D | 0 |  |  |  |  | Non-Move | Non-Move | Non-Move
389133 | 03 | 75033409202 | TRANSDUCER,VK-202A1,SHINKAWA, àÅÔ¡[9] | PT011 | PC | 19500 | 90 | 0 | 0 | 24-E-7 | mntprog1 | 2018-07-14 |  | ND | SP00 | 823 | 1 | attagons | 2020-10-14 | X | 1002 | V | SPO | 41112100 | 41112100 | 75 | X | [6 empty] | 0 |  | 1 | THB | O |  | 0 | D | 0 |  |  |  |  | Non-Move | Non-Move | Non-Move
389134 | 03 | 75033413360 | DOUBLE CURRENT KDST280/25,PM16(5) | PT010 | PC | 27100 | 30 | 0 | 3 | 73-D-3 | mntprog1 | 2018-07-14 |  | ND | SP00 | 812 | 1 | attagons | 2020-10-14 |  | 1002 | V | SPO |  | 23150000 | 75 |  |  |  | Z7500 |  |  |  | 0 |  | 1 | THB | O |  | 0 | D | 0 |  |  |  |  | Non-Move | Non-Move | Non-Move
389135 | 03 | 75033414360 | DOUBLE CURRENT KDST280/26,PM16(5) | PT010 | PC | 31500 | 30 | 0 | 1 | NEW STOCK | mntprog1 | 2018-07-14 |  | ND | SP00 | 812 | 1 | attagons | 2020-10-14 |  | 1002 | V | SPO |  | 23150000 | 75 |  |  |  | Z7500 |  |  |  | 0 |  | 1 | THB | O |  | 0 | D | 0 |  |  |  |  | Non-Move | Non-Move | Non-Move
389136 | 03 | 75033421343 | BELT,TIMING,600-8M-30 {w} | PT012 | PC | 255 | 0 | 0 | 1 | 25-B-5 | mntprog1 | 2018-07-14 |  | ND | SP00 | 833 | 1 | attagons | 2020-10-14 | X | 1002 | V | SPO | 26111802 | 26111802 | 75 | X | [6 empty] | 0 |  | 1 | THB | O |  | 0 | D | 0 |  |  |  |  | Non-Move | Non-Move | Non-Move
389137 | 03 | 75033426775 | ENCODER,19775-004,[3BUS 210387-101] [SD] | PT011 | PC | 77000 | 30 | 0 | 1 | 75-D-7 | mntprog1 | 2018-07-14 |  | VB | SP00 | 814 | 1 | attagons | 2020-10-14 | X | 1002 | V | SPO | 39121527 | 39121527 | 75 | X | [6 empty] | 0 |  | 1 | THB | O |  | 0 | D | 0 |  |  |  |  | Non-Move | Non-Move | Non-Move
389138 | 03 | 75033433355 | PHOTO SW,E32-D51,OMRON [8] | PT012 | PC | 2556 | 107 | 0 | 1 | 25-B-5 | mntprog1 | 2018-07-14 |  | ND | SP00 | 814 | 1 | mntprog1 | 2020-01-07 |  | 1002 | V | SPO | 39121562 | 39121562 | 75 | X | [6 empty] | 0 |  | 1 | THB | O |  | 0 | D | 0 |  |  |  |  | Non-Move | Non-Move | Non-Move
389139 | 03 | 75033436960 | EE,FL SWITCH SFN 4TX/FX,2891851,24 | PT011 | ST | 10719.87 | 0 | 0 | 1 | 33-D-7 | mntprog1 | 2018-07-14 |  | VB | SP00 | 814 | 1 | mntprog1 | 2021-02-18 |  | 1002 | V | SPO | 39121500 | 39121500 | 75 | X | [6 empty] | 0 |  | 1 | THB | O |  | 0 | D | 0 |  |  |  |  | Non-Move | Non-Move | Non-Move
389140 | 03 | 75033443202 | CABLE,EXTENSION,VW-202AA-3,SHINKAWA | PT011 | PC | 10000 | 122 | 1 | 2 | 24-E-6 | mntprog1 | 2018-07-14 |  | VB | SP00 | 823 | 1 | attagons | 2020-10-14 | X | 1002 | V | SPO | 26121600 | 26121600 | 75 | X | [6 empty] | 0 |  | 1 | THB | O |  | 0 | D | 0 |  |  |  |  | Non-Move | Non-Move | Non-Move
389141 | 03 | 75033444202 | CABLE,EXTENSION,VW-202AL-3,SHINKAWA [8] | PT011 | PC | 11000 | 122 | 0 | 1 | 24-E-6 | mntprog1 | 2018-07-14 |  | ND | SP00 | 811 | 1 | mntprog1 | 2020-12-22 | X | 1002 | V | SPO | 26121600 | 26121600 | 75 | X | [6 empty] | 0 |  | 1 | THB | O |  | 0 | D | 0 |  |  |  |  | Non-Move | Non-Move | Non-Move
389142 | 03 | 75033445040 | CABLE,EXTENSION,330130-040-01-00 | PT011 | PC | 11292 | 71 | 0 | 2 | 76-E-8 | mntprog1 | 2018-07-14 |  | VB | SP00 | 811 | 1 | attagons | 2020-10-14 | X | 1002 | V | SPO | 26121600 | 26121600 | 75 | X | [6 empty] | 0 |  | 1 | THB | O |  | 0 | D | 0 |  |  |  |  | Non-Move | Non-Move | Non-Move
389143 | 03 | 75033456129 | SERVO CONTROLLER,05-36-129,HENGSTLER | PT012 | PC | 24500 | 60 | 1 | 2 | 75-E-5 | mntprog1 | 2018-07-14 |  | VB | SP00 | 822 | 1 | attagons | 2020-10-14 |  | 1002 | V | SPO | 26111515 | 26111515 | 75 | X | [6 empty] | 0 |  | 1 | THB | O |  | 0 | D | 0 |  |  |  |  | Non-Move | Non-Move | Non-Move
389144 | 03 | 75033457130 | SERVO CONTROLLER ASDA-B2-3023-B | PT010 | PC | 33840 | 30 | 0 | 1 | NEW STOCK | mntprog1 | 2018-07-14 |  | VB | SP00 | 821 | 1 | attagons | 2020-10-14 |  | 1002 | V | SPO |  | 23150000 | 75 | [7 empty] | 0 |  | 1 | THB | O |  | 0 | D | 0 |  |  |  |  | Non-Move | Non-Move | Non-Move
389145 | 03 | 75033464205 | PCB,ETHERNET I/F CARD,1756-ENET {wo} | PT012 | PC | 49840 | 55 | 0 | 1 | 114-E-3 | mntprog1 | 2018-07-14 |  | ND | SP00 | 824 | 1 | attagons | 2020-10-14 | X | 1002 | V | SPO | 32101513 | 32101513 | 75 | X | [6 empty] | 0 |  | 1 | THB | O |  | 0 | D | 0 |  |  |  |  | Non-Move | Non-Move | Non-Move
389146 | 03 | 75033467315 | DCS,CARD-ETHERNET TOFIELD BU,D200162 | PT012 | PC | 140699.16 | 71 | 0 | 1 | 114-B-4 | mntprog1 | 2018-07-14 |  | VB | SP00 | 824 | 1 | attagons | 2020-10-14 | X | 1002 | V | SPO | 32152000 | 32152000 | 75 | X | [6 empty] | 0 |  | 1 | THB | O |  | 0 | D | 0 |  |  |  |  | Non-Move | Non-Move | Non-Move
389147 | 03 | 75033467320 | DCS,CARD-ETHERNET TOFIELDBUS,D200963 | PT012 | PC | 24807.75 | 71 | 0 | 1 | 114-B-4 | mntprog1 | 2018-07-14 |  | VB | SP00 | 824 | 1 | attagons | 2020-10-14 | X | 1002 | V | SPO | 32152000 | 32152000 | 75 | X | [6 empty] | 0 |  | 1 | THB | O |  | 0 | D | 0 |  |  |  |  | Non-Move | Non-Move | Non-Move
389148 | 03 | 75033474530 | PLC,FX2N-16EX-ES/UL,MITSUBISHI [5] | PT012 | PC | 4407.5 | 34 | 0 | 0 | 115-C-8 | mntprog1 | 2018-07-14 |  | ND | SP00 | 824 | 1 | attagons | 2020-10-14 | X | 1002 | V | SPO | 32151700 | 32151700 | 75 | X | [6 empty] | 0 |  | 1 | THB | O |  | 0 | D | 0 |  |  |  |  | Non-Move | Non-Move | Non-Move
389149 | 03 | 75033480115 | FAN,COOLING,4606N,SP WIRE [5] | PT012 | PC | 650 | 58 | 0 | 0 | 32-B-8 | mntprog1 | 2018-07-14 |  | ND | SP00 | 821 | 1 | attagons | 2020-10-14 |  | 1002 | V | SPO | 40101604 | 40101604 | 75 | X | [6 empty] | 0 |  | 1 | THB | O |  | 0 | D | 0 |  |  |  |  | Non-Move | Non-Move | Non-Move
389150 | 03 | 75033491545 | DCS,CARD-FIELDBUS,A413212,METSO [8] | PT012 | PC | 129200 | 71 | 0 | 1 | 115-C-1 | mntprog1 | 2018-07-14 |  | ND | SP00 | 824 | 1 | mntprog1 | 2020-01-05 | X | 1002 | V | SPO | 32152000 | 32152000 | 75 | X | [6 empty] | 0 |  | 1 | THB | O |  | 0 | D | 0 |  |  |  |  | Non-Move | Non-Move | Non-Move
389151 | 03 | 75033502002 | EXTERNAL NEUTRAL CT.1SDA038276R1(8) | PT010 | ST | 20000 | 45 | 0 | 1 | 50-D-1 | mntprog1 | 2018-07-14 |  | ZN | SP00 |  | 1 | mntprog1 | 2021-06-20 |  | 1002 | V | SPO | 39120000 | 39120000 | 75 | X | [6 empty] | 0 |  | 1 | THB | O |  | 0 | D | 0 |  |  |  |  | Non-Move | Non-Move | Non-Move
389152 | 03 | 75033502130 | EXTENSION EM223,6ES7223-1PL22OXA8 | PT010 | PC | 8640 | 30 | 0 | 1 | NEW STOCK | mntprog1 | 2018-07-14 |  | VB | SP00 | 824 | 1 | attagons | 2020-10-14 |  | 1002 | V | SPO |  | 23150000 | 75 | [7 empty] | 0 |  | 1 | THB | O |  | 0 | D | 0 |  |  |  |  | Non-Move | Non-Move | Non-Move
389153 | 03 | 75033503130 | EXTENSION EM221,6ES7221-1BH220XA0 | PT010 | PC | 3960 | 30 | 0 | 1 | NEW STOCK | mntprog1 | 2018-07-14 |  | VB | SP00 | 824 | 1 | attagons | 2020-10-14 |  | 1002 | V | SPO |  | 23150000 | 75 | [7 empty] | 0 |  | 1 | THB | O |  | 0 | D | 0 |  |  |  |  | Non-Move | Non-Move | Non-Move
389154 | 03 | 75033510000 | FAN,COOLING,DP209WR,SUNON | PT011 | PC | 280 | 60 | 4 | 8 | 32-B-8 | mntprog1 | 2018-07-14 |  | VB | SP00 | 822 | 1 | attagons | 2020-10-14 |  | 1002 | V | SPO | 40101604 | 40101604 | 75 | X | [6 empty] | 0 |  | 1 | THB | O |  | 0 | D | 0 |  |  | 75033510000 | 75033510000 | Move | Move | Move
389155 | 03 | 75033510024 | FAN,ASSY,128950-001,ABB | PT011 | PC | 1 | 30 | 0 | 1 | 75-D-6 | mntprog1 | 2018-07-14 |  | VB | SP00 |  | 1 | attagons | 2020-10-14 | X | 1002 | V | SPO | 40101604 | 40101604 | 75 | X | [6 empty] | 0 |  | 1 | THB | O |  | 0 | D | 0 |  |  |  |  | Non-Move | Non-Move | Non-Move
389156 | 03 | 75033510122 | DO2001 COMMAND STATION F/PM.3 | PT010 | PC | 55033.69 | 90 | 0 | 1 | AIR 6-C-2 | mntprog1 | 2018-07-14 |  | VB | SP00 |  | 1 | attagons | 2020-10-14 | X | 1002 | V | SPO | 23150000 | 23150000 | 75 | X | [6 empty] | 0 |  | 1 | THB | O |  | 0 | D | 0 |  |  |  |  | Non-Move | Non-Move | Non-Move
389157 | 03 | 75033510134 | FAN,IG 4330U WITH FAN SENOR,7556X | PT011 | PC | 9500 | 60 | 0 | 1 | 32-B-7 | mntprog1 | 2018-07-14 |  | VB | SP00 | 822 | 1 | attagons | 2020-10-14 |  | 1002 | V | SPO | 40101604 | 40101604 | 75 | X | [6 empty] | 0 |  | 1 | THB | O |  | 0 | D | 0 |  |  |  |  | Non-Move | Non-Move | Non-Move
389158 | 03 | 75033510160 | DCS,FAN DCS,AIP601,YOKOGAWA | PT011 | PC | 10240 | 0 | 3 | 6 | 32-D-7 | mntprog1 | 2018-07-14 |  | VB | SP00 | 824 | 1 | attagons | 2020-10-14 |  | 1002 | V | SPO | 32152000 | 32152000 | 75 | X | [6 empty] | 0 |  | 1 | THB | O |  | 0 | D | 0 |  |  |  |  | Non-Move | Non-Move | Non-Move
389159 | 03 | 75033510175 | FAN,COOLING,MD1225-24VDC,G/M | PT011 | PC | 1100 | 0 | 1 | 3 | 32-B-6 | mntprog1 | 2018-07-14 |  | VB | SP00 | 806 | 1 | attagons | 2020-10-14 |  | 1002 | V | SPO | 40101604 | 40101604 | 75 | X | [6 empty] | 0 |  | 1 | THB | O |  | 0 | D | 0 |  |  |  |  | Non-Move | Non-Move | Non-Move
389160 | 03 | 75033510192 | ENCODER,INCREMENTAL,861900220,PM17 | PT010 | PC | 35000 | 60 | 1 | 2 | 49-E-5 | mntprog1 | 2018-07-14 |  | VB | SP00 | 824 | 1 | mntprog1 | 2021-06-20 |  | 1002 | V | SPO | 39121527 | 39121527 | 75 | X | [6 empty] | 0 |  | 1 | THB | O |  | 0 | D | 0 |  |  |  |  | Non-Move | Non-Move | Non-Move
389161 | 03 | 75033510193 | ENCODER,INCREMENTAL,861007455,PM.1 | PT010 | PC | 42000 | 60 | 1 | 2 | 49-E-5 | mntprog1 | 2018-07-14 |  | VB | SP00 | 822 | 1 | mntprog1 | 2021-06-20 |  | 1002 | V | SPO | 39121527 | 39121527 | 75 | X | [6 empty] | 0 |  | 1 | THB | O |  | 0 | D | 0 |  |  |  |  | Non-Move | Non-Move | Non-Move
389162 | 03 | 75033510197 | DCS,COOLING FAN,S9765UB,YOKOGAWA | PT011 | PC | 3531.34 | 0 | 1 | 2 | 32-B-7 | mntprog1 | 2018-07-14 |  | VB | SP00 | 824 | 1 | attagons | 2020-10-14 |  | 1002 | V | SPO | 32152000 | 32152000 | 75 | X | [6 empty] | 0 |  | 1 | THB | O |  | 0 | D | 0 |  |  |  | 75033510197 | Non-Move | Move | Move
389163 | 03 | 75033510202 | TEMPOSONIC ENCODER RHM0050,PM.17 | PT010 | ST | 99018.62 | 90 | 1 | 2 | 50-B-8 | mntprog1 | 2018-07-14 |  | VB | SP00 | C09 | 1 | mntprog1 | 2021-06-20 |  | 1002 | V | SPO | 23150000 | 23150000 | 75 | X | [6 empty] | 0 |  | 1 | THB | O |  | 0 | D | 0 |  |  |  |  | Non-Move | Non-Move | Non-Move
389164 | 03 | 75033510212 | FAN,W/CONNECTOR,130099-001,ABB | PT011 | PC | 5250.25 | 30 | 1 | 2 | 75-D-7 | mntprog1 | 2018-07-14 |  | VB | SP00 | 821 | 1 | attagons | 2020-10-14 | X | 1002 | V | SPO | 40101604 | 40101604 | 75 | X | [6 empty] | 0 |  | 1 | THB | O |  | 0 | D | 0 |  |  |  |  | Non-Move | Non-Move | Non-Move
389165 | 03 | 75033511443 | DCS,FIBER OPTIC PATCH CORD,UF-4443,ABB | PT011 | ST | 470 | 90 | 0 | 1 | 34-C-4 | mntprog1 | 2018-07-14 |  | VB | SP00 | 815 | 1 | mntprog1 | 2020-11-13 | X | 1002 | V | SPO | 32152000 | 32152000 | 75 | X | [6 empty] | 0 |  | 1 | THB | O |  | 0 | D | 0 |  |  |  |  | Non-Move | Non-Move | Non-Move
389166 | 03 | 75033515130 | ENCODER OVW2-10-2MHT/1000P/R | PT010 | PC | 6335.58 | 30 | 0 | 1 | 76-C-1 | mntprog1 | 2018-07-14 |  | VB | SP00 | 814 | 1 | attagons | 2020-10-14 |  | 1002 | V | SPO |  | 23150000 | 75 |  |  |  | Z7500 |  |  |  | 0 |  | 1 | THB | O |  | 0 | D | 0 |  |  |  |  | Non-Move | Non-Move | Non-Move
389167 | 03 | 75033515232 | ROTARY ENCODER MRE-G640SS062FAL,PM17 | PT010 | PC | 77966.15 | 90 | 0 | 2 | 74-C-1 | mntprog1 | 2018-07-14 |  | VB | SP00 | C03 | 1 | mntprog1 | 2021-06-26 |  | 1002 | V | SPO | 23150000 | 23150000 | 75 | X | [6 empty] | 0 |  | 1 | THB | O |  | 0 | D | 0 |  |  |  |  | Non-Move | Non-Move | Non-Move
389168 | 03 | 75033516130 | ENCODER OVW2-06-2MHT/600P/R | PT010 | PC | 4844.86 | 30 | 0 | 1 | 76-C-1 | mntprog1 | 2018-07-14 |  | VB | SP00 | 814 | 1 | attagons | 2020-10-14 |  | 1002 | V | SPO |  | 23150000 | 75 |  |  |  | Z7500 |  |  |  | 0 |  | 1 | THB | O |  | 0 | D | 0 |  |  | 75033516130 | 75033516130 | Move | Move | Move
389169 | 03 | 75033520002 | FAN,TARZANTNE3A,PB.11 | PT010 | PC | 3298.85 | 100 | 1 | 3 | 31-F-5 | mntprog1 | 2018-07-14 |  | ZN | SP00 | 806 | 1 | mntprog1 | 2021-06-20 |  | 1002 | V | SPO | 40101604 | 40101604 | 75 | X | [6 empty] | 0 |  | 1 | THB | O |  | 0 | D | 0 |  |  |  |  | Non-Move | Non-Move | Non-Move | FAN
389170 | 03 | 75033520009 | FAN,7,5JSN | PT010 | PC | 79000 | 30 | 0 | 2 | 31-F-5 | mntprog1 | 2018-07-14 |  | ZN | SP00 | 806 | 1 | attagons | 2020-10-14 |  | 1002 | V | SPO | 40101604 | 40101604 | 75 | X | [6 empty] | 0 |  | 1 | THB | O |  | 0 | D | 0 |  |  |  |  | Non-Move | Non-Move | Non-Move
389171 | 03 | 75033520080 | FAN,R2E175-AC91-05,TW400V.,50HZ,ABB,(5) | PT010 | PC | 750 | 30 | 0 | 1 | 31-B-5 | mntprog1 | 2018-07-14 |  | ND | SP00 |  | 1 | attagons | 2020-10-14 |  | 1002 | V | SPO | 40101604 | 40101604 | 75 | X | [6 empty] | 0 |  | 1 | THB | O |  | 0 | D | 0 |  |  |  |  | Non-Move | Non-Move | Non-Move
389172 | 03 | 75033520086 | FAN,6001 3977 0,ABB(5) | PT010 | PC | 2000 | 30 | 0 | 1 | 31-B-5 | mntprog1 | 2018-07-14 |  | ND | SP00 |  | 1 | attagons | 2020-10-14 |  | 1002 | V | SPO | 40101604 | 40101604 | 75 | X | [6 empty] | 0 |  | 1 | THB | O |  | 0 | D | 0 |  |  |  |  | Non-Move | Non-Move | Non-Move
389173 | 03 | 75033520106 | FAN,VAS355DS-42Z,35CM.DIA.3(5) | PT010 | PC | 14749 | 30 | 0 | 1 | 31-F-8 | mntprog1 | 2018-07-14 |  | ND | SP00 |  | 1 | attagons | 2020-10-14 |  | 1002 | V | SPO | 40101604 | 40101604 | 75 | X | [6 empty] | 0 |  | 1 | THB | O |  | 0 | D | 0 |  |  |  |  | Non-Move | Non-Move | Non-Move
389174 | 03 | 75033521067 | FAN,109S302,220V. 27/25W. , 0.16/0.13A | PT010 | EA | 1450 | 59 | 1 | 2 | 49-C-6 | mntprog1 | 2018-07-14 |  | VB | SP00 | 822 | 1 | mntprog1 | 2021-06-18 |  | 1002 | V | SPO | 40101604 | 40101604 | 75 | X | [6 empty] | 0 |  | 1 | THB | O |  | 0 | D | 0 |  |  |  |  | Non-Move | Non-Move | Non-Move
389175 | 03 | 75033522010 | FLOPPY DRIVE 319-025-312 {w} | PT012 | PC | 4300.2 | 30 | 0 | 1 | 114-C-2 | mntprog1 | 2018-07-14 |  | ND | SP00 | 824 | 1 | mntprog1 | 2020-04-20 | X | 1002 | V | SPO | 32152000 | 32152000 | 75 | X | [6 empty] | 0 |  | 1 | THB | O |  | 0 | D | 0 |  |  |  |  | Non-Move | Non-Move | Non-Move
389176 | 03 | 75033523209 | SW,FLOW,VKM-3209-UO-R20,KOBOLD [SD] | PT011 | PC | 44730 | 52 | 0 | 1 | 27-D-6 | mntprog1 | 2018-07-14 |  | VB | SP00 | 814 | 1 | mntprog1 | 2020-11-30 |  | 1002 | V | SPO | 39121538 | 39121538 | 75 | X | [6 empty] | 0 |  | 1 | THB | O |  | 0 | D | 0 |  |  |  |  | Non-Move | Non-Move | Non-Move
389177 | 03 | 75033531121 | SW,PUSH BUTTON,CAP21,DEMAG | PT010 | PC | 170 | 30 | 10 | 20 | 49-C-5 | mntprog1 | 2018-07-14 |  | VB | SP00 | 845 | 1 | mntprog1 | 2021-06-18 |  | 1002 | V | SPO | 39121512 | 39121512 | 75 | X | [6 empty] | 0 |  | 1 | THB | O |  | 0 | D | 0 |  |  |  |  | Non-Move | Non-Move | Non-Move
389178 | 03 | 75033536403 | FILTER,DRIER AIR CONDITIONER,DML-053S | PT011 | PC | 240 | 45 | 6 | 12 | 10-C-4 | mntprog1 | 2018-07-14 |  | VB | SP00 | 837 | 1 | attagons | 2020-10-14 |  | 1002 | V | SPO | 40161500 | 40161500 | 75 | X | [6 empty] | 0 |  | 1 | THB | O |  | 0 | D | 0 |  |  | 75033536403 | 75033536403 | Move | Move | Move | Air Filter
389179 | 03 | 75033536404 | FILTER,DRIER AIR CONDITIONER,DML-164S | PT011 | PC | 250 | 45 | 2 | 5 | 10-C-4 | mntprog1 | 2018-07-14 |  | VB | SP00 | 837 | 1 | attagons | 2020-10-14 |  | 1002 | V | SPO | 40161500 | 40161500 | 75 | X | [6 empty] | 0 |  | 1 | THB | O |  | 0 | D | 0 |  |  |  |  | Non-Move | Non-Move | Non-Move
389180 | 03 | 75033536405 | FILTER,DRIER AIR CONDITIONER,DML-305S | PT011 | PC | 475 | 60 | 1 | 3 | 10-C-3 | mntprog1 | 2018-07-14 |  | VB | SP00 | 837 | 1 | attagons | 2020-10-14 |  | 1002 | V | SPO | 40161500 | 40161500 | 75 | X | [6 empty] | 0 |  | 1 | THB | O |  | 0 | D | 0 |  |  |  |  | Non-Move | Non-Move | Non-Move
389181 | 03 | 75033537542 | DCS,FOIL QCS,127542-001,ABB [5] | PT011 | PC | 1 | 30 | 0 | 0 | 75-D-8 | mntprog1 | 2018-07-14 |  | ND | SP00 | 824 | 1 | attagons | 2020-10-14 | X | 1002 | V | SPO | 32152000 | 32152000 | 75 | X | [6 empty] | 0 |  | 1 | THB | O |  | 0 | D | 0 |  |  |  |  | Non-Move | Non-Move | Non-Move | QCS Foil
389182 | 03 | 75033540001 | DCS,FILM PROTECTION,127542-001,ABB,{9/8} | PT011 | PC | 2633.33 | 139 | 0 | 1 | 77-B-8 | mntprog1 | 2018-07-14 |  | ND | SP00 | 824 | 1 | attagons | 2020-10-14 | X | 1002 | V | SPO | 32152000 | 32152000 | 75 | X | [6 empty] | 0 |  | 1 | THB | O |  | 0 | D | 0 |  |  |  |  | Non-Move | Non-Move | Non-Move
389183 | 03 | 75033540003 | FILMwindow'ABB'TLK8,QCS | PT011 | PC | 2944.17 | 30 | 1 | 4 | 77-C-8 | mntprog1 | 2018-07-14 |  | VB | SP00 | 824 | 1 | attagons | 2020-10-14 | X | 1002 | V | SPO | 32152000 | 32152000 | 75 | X | [6 empty] | 0 |  | 1 | THB | O |  | 0 | D | 0 |  |  |  |  | Non-Move | Non-Move | Non-Move
389184 | 03 | 75033550000 | FLOATARM'',POWERTRANSFORMER,(5) | PT010 | PC | 1274 | 30 | 0 | 1 | 26-C-5 | mntprog1 | 2018-07-14 |  | ND | SP00 |  | 1 | attagons | 2020-10-14 |  | 1002 | V | SPO | 39120000 | 39120000 | 75 | X | [6 empty] | 0 |  | 1 | THB | O |  | 0 | D | 0 |  |  |  |  | Non-Move | Non-Move | Non-Move
389185 | 03 | 75033552106 | BREAKER,MCB ,400 VAC,MC160 6A | PT011 | PC | 97.62 | 30 | 0 | 1 | 31-E-3 | mntprog1 | 2018-07-14 |  | VB | SP00 | 822 | 1 | attagons | 2020-10-14 | X | 1002 | V | SPO | 39121616 | 39121616 | 75 | X | [6 empty] | 0 |  | 1 | THB | O |  | 0 | D | 0 |  |  |  |  | Non-Move | Non-Move | Non-Move
389186 | 03 | 75033552206 | CONTACTOR,HGFO968CY3T,YASKAWA,{9} | PT011 | PC | 473500 | 30 | 0 | 1 | 78-13 | mntprog1 | 2018-07-14 |  | ND | SP00 | 822 | 1 | mntprog1 | 2019-07-05 | X | 1002 | V | SPO | 39121529 | 39121529 | 75 | X | [6 empty] | 0 |  | 1 | THB | O |  | 0 | D | 0 |  |  |  |  | Non-Move | Non-Move | Non-Move
389187 | 03 | 75033554030 | FUSE,250 V,30 A,SHAWMUT(5) | PT010 | PC | 445.45 | 325 | 5 | 11 | 50-C-2 | mntprog1 | 2018-07-14 |  | ND | SP00 | 822 | 1 | attagons | 2020-10-14 | X | 1002 | V | SPO | 39121606 | 39121606 | 75 | X | [6 empty] | 0 |  | 1 | THB | O |  | 0 | D | 0 |  |  |  |  | Non-Move | Non-Move | Non-Move | Fuse
389188 | 03 | 75033554060 | FUSE,600 V,60 A,A4J-60,GOULD,(5) | PT010 | PC | 115 | 30 | 0 | 1 | 50-C-3 | mntprog1 | 2018-07-14 |  | ND | SP00 | 822 | 1 | attagons | 2020-10-14 | X | 1002 | V | SPO | 39121606 | 39121606 | 75 | X | [6 empty] | 0 |  | 1 | THB | O |  | 0 | D | 0 |  |  |  |  | Non-Move | Non-Move | Non-Move
389189 | 03 | 75033554080 | FUSE,600 V,80 A,A50P80,GOULD SHAWMUT,(5) | PT010 | PC | 150 | 30 | 0 | 15 | 50-C5 | mntprog1 | 2018-07-14 |  | ND | SP00 | 822 | 1 | attagons | 2020-10-14 | X | 1002 | V | SPO | 39121606 | 39121606 | 75 | X | [6 empty] | 0 |  | 1 | THB | O |  | 0 | D | 0 |  |  |  |  | Non-Move | Non-Move | Non-Move
389190 | 03 | 75033554300 | FUSE,500V,300A,A50P300,GOULD SHAWMUT | PT010 | PC | 595 | 30 | 3 | 20 | 50-C-4 | mntprog1 | 2018-07-14 |  | ND | SP00 | 822 | 1 | attagons | 2020-10-14 | X | 1002 | V | SPO | 39121606 | 39121606 | 75 | X | [6 empty] | 0 |  | 1 | THB | O |  | 0 | D | 0 |  |  |  |  | Non-Move | Non-Move | Non-Move
389191 | 03 | 75033555524 | DCS,PATCH CORD,UF-4663,INTER LINK [5] | PT012 | ST | 608.5 | 8 | 0 | 0 | 114-C-5 | mntprog1 | 2018-07-14 |  | ND | SP00 | 824 | 1 | attagons | 2020-10-14 | X | 1002 | V | SPO | 32152000 | 32152000 | 75 | X | [6 empty] | 0 |  | 1 | THB | O |  | 0 | D | 0 |  |  |  |  | Non-Move | Non-Move | Non-Move
389192 | 03 | 75033560010 | FUSE,600 V,10 A,BLA010,FUJI (10/PACK) | PT011 | PC | 59.84 | 30 | 2 | 4 | 21-D-6 | mntprog1 | 2018-07-14 |  | VB | SP00 | 811 | 1 | attagons | 2020-10-14 |  | 1002 | V | SPO | 39121606 | 39121606 | 75 | X | [6 empty] | 0 |  | 1 | THB | O |  | 0 | D | 0 |  |  |  |  | Non-Move | Non-Move | Non-Move
389193 | 03 | 75033560015 | FUSE,600 V,15 A,BLA015,FUJI (10/PACK) | PT011 | PC | 57.73 | 30 | 3 | 6 | 21-D-6 | mntprog1 | 2018-07-14 |  | VB | SP00 | 822 | 1 | attagons | 2020-10-14 |  | 1002 | V | SPO | 39121606 | 39121606 | 75 | X | [6 empty] | 0 |  | 1 | THB | O |  | 0 | D | 0 |  |  |  |  | Non-Move | Non-Move | Non-Move
389194 | 03 | 75033560030 | FUSE,600 V,30 A,BLA030,FUJI [SD] | PT011 | PC | 51.34 | 30 | 1 | 2 | 21-D-6 | mntprog1 | 2018-07-14 |  | VB | SP00 | 822 | 1 | mntprog1 | 2021-01-25 | X | 1002 | V | SPO | 39121606 | 39121606 | 75 | X | [6 empty] | 0 |  | 1 | THB | O |  | 0 | D | 0 |  |  |  |  | Non-Move | Non-Move | Non-Move
389195 | 03 | 75033560031 | FUSE,500VAC,600A,CS5F-600,FUJI [ZN] | PT011 | PC | 2605.81 | 0 | 0 | 8 | W3-C-5 | mntprog1 | 2018-07-14 |  | ZN | SP00 | 822 | 1 | mntprog1 | 2021-04-05 |  | 1002 | V | SPO | 39121606 | - | 75 | X | [6 empty] | 0 |  | 0 | THB | O |  | 0 | D | 0 |  |  |  |  | Non-Move | Non-Move | Non-Move
389196 | 03 | 75033560033 | FUSE,500VDC,450A,CS5F-450,FUJI [5] | PT011 | PC | 3466.67 | 0 | 0 | 19 | 21-D-4 | mntprog1 | 2018-07-14 |  | ND | SP00 | 822 | 1 | attagons | 2020-10-14 |  | 1002 | V | SPO | 39121606 | - | 75 | X | [6 empty] | 0 |  | 1 | THB | O |  | 0 | D | 0 |  |  |  |  | Non-Move | Non-Move | Non-Move
389197 | 03 | 75033560500 | FUSE,500 V,6 A,WEBER | PT010 | PC | 12.25 | 54 | 50 | 100 | 50-C-8 | mntprog1 | 2018-07-14 |  | VB | SP00 | 822 | 1 | attagons | 2020-10-14 |  | 1002 | V | SPO | 39121606 | 39121606 | 75 | X | [6 empty] | 0 |  | 1 | THB | O |  | 0 | D | 0 |  |  |  |  | Non-Move | Non-Move | Non-Move
389198 | 03 | 75033560508 | FUSE,500 V,8 A,LEGRAND(Ê.20) | PT010 | PC | 38.04 | 95 | 10 | 25 | 50-C-1 | mntprog1 | 2018-07-14 |  | VB | SP00 | 811 | 1 | attagons | 2020-10-14 | X | 1002 | V | SPO | 39121606 | 39121606 | 75 | X | [6 empty] | 0 |  | 1 | THB | O |  | 0 | D | 0 |  |  |  |  | Non-Move | Non-Move | Non-Move
389199 | 03 | 75033560512 | FUSE,500 V,12 A,LEGRAND | PT010 | PC | 31.91 | 30 | 10 | 20 | 50-C-1 | mntprog1 | 2018-07-14 |  | VB | SP00 | 811 | 1 | attagons | 2020-10-14 | X | 1002 | V | SPO | 39121606 | 39121606 | 75 | X | [6 empty] | 0 |  | 1 | THB | O |  | 0 | D | 0 |  |  | 75033560512 | 75033560512 | Move | Move | Move
389200 | 03 | 75033560520 | FUSE,500,20,?,LEGRAND | PT010 | PC | 24 | 46 | 6 | 12 | 50-C-1 | mntprog1 | 2018-07-14 |  | VB | SP00 | 822 | 1 | attagons | 2020-10-14 | X | 1002 | V | SPO | 39121606 | 39121606 | 75 | X | [6 empty] | 0 |  | 1 | THB | O |  | 0 | D | 0 |  |  | 75033560520 | 75033560520 | Move | Move | Move
389201 | 03 | 75033561554 | LAMP,300 VDC,500 W,TRIGGER,ABB | PT011 | PC | 53350 | 30 | 0 | 1 | 75-C-1 | mntprog1 | 2018-07-14 |  | VB | SP00 | 811 | 1 | attagons | 2020-10-14 | X | 1002 | V | SPO | 39101600 | 39101600 | 75 | X | [6 empty] | 0 |  | 1 | THB | O |  | 0 | D | 0 |  |  |  |  | Non-Move | Non-Move | Non-Move
389202 | 03 | 75033565002 | FUSE,ACC,FUSE LINK FPG1-6X75,3.6/7.2 KV | PT011 | PC | 13500 | 45 | 1 | 4 | 21-B-1 | mntprog1 | 2018-07-14 |  | VB | SP00 | 822 | 1 | attagons | 2020-10-14 |  | 1002 | V | SPO | 39121617 | 39121617 | 75 | X | [6 empty] | 0 |  | 1 | THB | O |  | 0 | D | 0 |  |  |  |  | Non-Move | Non-Move | Non-Move
389203 | 03 | 75033565005 | FUSE,600 V,0.5 A,P405,DAITO [ZN] | PT011 | PC | 1 | 30 | 2 | 4 | W-36-C-5 | mntprog1 | 2018-07-14 |  | ZN | SP00 | 822 | 1 | mntprog1 | 2021-04-05 | X | 1002 | V | SPO | 39121606 | 39121606 | 75 | X | [6 empty] | 0 |  | 0 | THB | O |  | 0 | D | 0 |  |  |  |  | Non-Move | Non-Move | Non-Move
389204 | 03 | 75033565013 | FUSE,600 V,1.3 A,P413,DAITO,{8} | PT011 | PC | 1 | 30 | 0 | 5 | 21-C-7 | mntprog1 | 2018-07-14 |  | ND | SP00 | 822 | 1 | mntprog1 | 2021-01-22 |  | 1002 | V | SPO | 39121606 | 39121606 | 75 | X | [6 empty] | 0 |  | 0 | THB | O |  | 0 | D | 0 |  |  |  |  | Non-Move | Non-Move | Non-Move
389205 | 03 | 75033570000 | FUSE'SIEMENS'P420,32X10X35mm PB9,10 | PT011 | PC | 192.15 | 30 | 3 | 6 | 21-A-7 | mntprog1 | 2018-07-14 |  | VB | SP00 | 822 | 1 | attagons | 2020-10-14 | X | 1002 | V | SPO | 39121606 | 39121606 | 75 | X | [6 empty] | 0 |  | 1 | THB | O |  | 0 | D | 0 |  |  |  |  | Non-Move | Non-Move | Non-Move
389206 | 03 | 75033570001 | FUSEtrigger''FNTA1F, | PT010 | PC | 1509.2 | 30 | 6 | 12 | 50-C-2 | mntprog1 | 2018-07-14 |  | ND | SP00 | 822 | 1 | attagons | 2020-10-14 | X | 1002 | V | SPO | 39121606 | 39121606 | 75 | X | [6 empty] | 0 |  | 1 | THB | O |  | 0 | D | 0 |  |  |  |  | Non-Move | Non-Move | Non-Move
389207 | 03 | 75033570003 | FUSE,250 VAC,3 A,101560-003,ABB | PT011 | PC | 1 | 30 | 0 | 1 | 75-D-6 | mntprog1 | 2018-07-14 |  | VB | SP00 | 822 | 1 | attagons | 2020-10-14 | X | 1002 | V | SPO | 39121606 | 39121606 | 75 | X | [6 empty] | 0 |  | 1 | THB | O |  | 0 | D | 0 |  |  |  |  | Non-Move | Non-Move | Non-Move
389208 | 03 | 75033570009 | FUSE''P413,1.3A [ZN] | PT011 | PC | 1 | 30 | 0 | 2 | W-36-C-6 | mntprog1 | 2018-07-14 |  | ZN | SP00 | 822 | 1 | mntprog1 | 2021-04-05 | X | 1002 | V | SPO | 39121606 | 39121606 | 75 | X | [6 empty] | 0 |  | 0 | THB | O |  | 0 | D | 0 |  |  |  |  | Non-Move | Non-Move | Non-Move
389209 | 03 | 75033570015 | FUSE,690 VAC,4A,A219675J,FERRAZ SHAWMUT | PT011 | PC | 68.43 | 30 | 2 | 4 | 21-D-3 | mntprog1 | 2018-07-14 |  | VB | SP00 | 822 | 1 | attagons | 2020-10-14 | X | 1002 | V | SPO | 39121606 | 39121606 | 75 | X | [6 empty] | 0 |  | 1 | THB | O |  | 0 | D | 0 |  |  |  |  | Non-Move | Non-Move | Non-Move
389210 | 03 | 75033570031 | FUSE,5.5KV,50A,JCL-3R,BUSSMAN | PT010 | PC | 11000 | 95 | 3 | 6 | 50-A-5 | mntprog1 | 2018-07-14 |  | ND | SP00 | 822 | 1 | attagons | 2020-10-14 | X | 1002 | V | SPO | 39121606 | 39121606 | 75 | X | [6 empty] | 0 |  | 1 | THB | O |  | 0 | D | 0 |  |  |  |  | Non-Move | Non-Move | Non-Move
389211 | 03 | 75033570140 | FUSE,690 V,400 A,SIEMENS | PT010 | PC | 3800 | 30 | 5 | 10 | 50-C-3 | mntprog1 | 2018-07-14 |  | ND | SP00 | 822 | 1 | attagons | 2020-10-14 | X | 1002 | V | SPO | 39121606 | 39121606 | 75 | X | [6 empty] | 0 |  | 1 | THB | O |  | 0 | D | 0 |  |  |  |  | Non-Move | Non-Move | Non-Move
389212 | 03 | 75033571320 | FUSE HRC LINK OFAF000H6,PM.17 | PT010 | PC | 267 | 30 | 1 | 3 | 50-B-6 | mntprog1 | 2018-07-14 |  | VB | SP00 | 822 | 1 | attagons | 2020-10-14 |  | 1002 | V | SPO |  | 23150000 | 75 | X | [6 empty] | 0 |  | 1 | THB | O |  | 0 | D | 0 |  |  |  |  | Non-Move | Non-Move | Non-Move
389213 | 03 | 75033572320 | FUSE HRC LINK 1SCA022627R0660-T ABB | PT010 | PC | 267 | 30 | 1 | 3 | 50-B-7 | mntprog1 | 2018-07-14 |  | VB | SP00 | 822 | 1 | attagons | 2020-10-14 |  | 1002 | V | SPO |  | 23150000 | 75 | X | [6 empty] | 0 |  | 1 | THB | O |  | 0 | D | 0 |  |  |  |  | Non-Move | Non-Move | Non-Move
389214 | 03 | 75033573003 | FUSE'',3A7.2KVp.02911915.3 [ZN] | PT011 | PC | 1 | 30 | 1 | 3 | W-36-C-5 | mntprog1 | 2018-07-14 |  | ZN | SP00 | 822 | 1 | mntprog1 | 2021-04-05 | X | 1002 | V | SPO | 39121606 | 39121606 | 75 | X | [6 empty] | 0 |  | 0 | THB | O |  | 0 | D | 0 |  |  |  |  | Non-Move | Non-Move | Non-Move
389215 | 03 | 75033573320 | FUSE HRC LINK 1SCA022627R0740-T ABB | PT010 | PC | 267 | 30 | 1 | 3 | 50-B-7 | mntprog1 | 2018-07-14 |  | VB | SP00 | 822 | 1 | attagons | 2020-10-14 |  | 1002 | V | SPO |  | 23150000 | 75 | X | [6 empty] | 0 |  | 1 | THB | O |  | 0 | D | 0 |  |  |  |  | Non-Move | Non-Move | Non-Move
389216 | 03 | 75033574190 | FUSE,600 V,630 A,FERRAZ | PT010 | PC | 5254.38 | 227 | 4 | 6 | 50-C-6 | mntprog1 | 2018-07-14 |  | ND | SP00 | 822 | 1 | attagons | 2020-10-14 | X | 1002 | V | SPO | 39121606 | 39121606 | 75 | X | [6 empty] | 0 |  | 1 | THB | O |  | 0 | D | 0 |  |  |  |  | Non-Move | Non-Move | Non-Move
389217 | 03 | 75033574200 | FUSE,660VAC,20A,CS5F40B,FERRAZ(5) | PT010 | PC | 520 | 30 | 0 | 1 | 50-C-3 | mntprog1 | 2018-07-14 |  | ND | SP00 | 822 | 1 | attagons | 2020-10-14 | X | 1002 | V | SPO | 39121606 | 39121606 | 75 | X | [6 empty] | 0 |  | 1 | THB | O |  | 0 | D | 0 |  |  |  |  | Non-Move | Non-Move | Non-Move
389218 | 03 | 75033574210 | FUSE,600 V,50 A,JKS50,BUSSMAN(5) | PT010 | PC | 100 | 30 | 0 | 1 | 50-C-3 | mntprog1 | 2018-07-14 |  | ND | SP00 | 822 | 1 | attagons | 2020-10-14 | X | 1002 | V | SPO | 39121606 | 39121606 | 75 | X | [6 empty] | 0 |  | 1 | THB | O |  | 0 | D | 0 |  |  |  |  | Non-Move | Non-Move | Non-Move | Fuse | Eaton Bussmann
389219 | 03 | 75033574220 | FUSE,600 V,200 A,JKS200,BUSSMAN,(5) | PT010 | PC | 515 | 30 | 0 | 4 | 50-A-3 | mntprog1 | 2018-07-14 |  | ZN | SP00 | 822 | 1 | attagons | 2020-10-14 |  | 1002 | V | SPO | 39121606 | 39121606 | 75 | X | [6 empty] | 0 |  | 1 | THB | O |  | 0 | D | 0 |  |  |  |  | Non-Move | Non-Move | Non-Move
389220 | 03 | 75033574240 | FUSE,600 V,400 A,KS400,BUSSMAN(5) | PT010 | PC | 899.5 | 30 | 0 | 1 | 50-A-2 | mntprog1 | 2018-07-14 |  | ND | SP00 | 822 | 1 | attagons | 2020-10-14 | X | 1002 | V | SPO | 39121606 | 39121606 | 75 | X | [6 empty] | 0 |  | 1 | THB | O |  | 0 | D | 0 |  |  |  |  | Non-Move | Non-Move | Non-Move
389221 | 03 | 75033574250 | FUSE,600 V,500 A,JKS500,BUSSMAN(5) | PT010 | PC | 950 | 30 | 0 | 1 | 50-A-3 | mntprog1 | 2018-07-14 |  | ND | SP00 | 822 | 1 | attagons | 2020-10-14 | X | 1002 | V | SPO | 39121606 | 39121606 | 75 | X | [6 empty] | 0 |  | 1 | THB | O |  | 0 | D | 0 |  |  |  |  | Non-Move | Non-Move | Non-Move
389222 | 03 | 75033574270 | FUSE,7.2 KV,100 A,D5810,WICKMANN,(5) | PT010 | PC | 5400 | 30 | 0 | 1 | 50-A-4 | mntprog1 | 2018-07-14 |  | ND | SP00 | 822 | 1 | attagons | 2020-10-14 | X | 1002 | V | SPO | 39121606 | 39121606 | 75 | X | [6 empty] | 0 |  | 1 | THB | O |  | 0 | D | 0 |  |  |  |  | Non-Move | Non-Move | Non-Move
389223 | 03 | 75033574280 | FUSELowpeak'',1.1/8A600V | PT010 | PC | 81.26 | 30 | 0 | 1 | 50-C-5 | mntprog1 | 2018-07-14 |  | ND | SP00 | 822 | 1 | attagons | 2020-10-14 |  | 1002 | V | SPO | 39121606 | 39121606 | 75 | X | [6 empty] | 0 |  | 1 | THB | O |  | 0 | D | 0 |  |  |  |  | Non-Move | Non-Move | Non-Move
389224 | 03 | 75033574290 | FUSE,600,1.4/10,?,?,(5) | PT010 | PC | 85.41 | 30 | 0 | 1 | 50-C-5 | mntprog1 | 2018-07-14 |  | ND | SP00 | 822 | 1 | attagons | 2020-10-14 |  | 1002 | V | SPO | 39121606 | 39121606 | 75 | X | [6 empty] | 0 |  | 1 | THB | O |  | 0 | D | 0 |  |  |  | 75033574290 | Non-Move | Move | Move
389225 | 03 | 75033574310 | FUSE,600,2.1/2,?,?,(5) | PT010 | PC | 86.51 | 30 | 0 | 1 | 50-C-5 | mntprog1 | 2018-07-14 |  | ND | SP00 | 822 | 1 | attagons | 2020-10-14 |  | 1002 | V | SPO | 39121606 | 39121606 | 75 | X | [6 empty] | 0 |  | 1 | THB | O |  | 0 | D | 0 |  |  |  | 75033574310 | Non-Move | Move | Move
389226 | 03 | 75033574320 | FUSE HRC LINK OFAF000H25,PM.17 | PT010 | PC | 270 | 30 | 1 | 3 | 50-B-6 | mntprog1 | 2018-07-14 |  | VB | SP00 | 822 | 1 | attagons | 2020-10-14 |  | 1002 | V | SPO |  | 23150000 | 75 | X | [6 empty] | 0 |  | 1 | THB | O |  | 0 | D | 0 |  |  |  |  | Non-Move | Non-Move | Non-Move
389227 | 03 | 75033574330 | FUSE,600,3.2/10,?,?,(5) | PT010 | PC | 89 | 30 | 0 | 1 | 50-C-5 | mntprog1 | 2018-07-14 |  | ND | SP00 | 822 | 1 | attagons | 2020-10-14 |  | 1002 | V | SPO | 39121606 | 39121606 | 75 | X | [6 empty] | 0 |  | 1 | THB | O |  | 0 | D | 0 |  |  |  | 75033574330 | Non-Move | Move | Move
389228 | 03 | 75033574350 | FUSE,600V,10A,A6D10R,GOULD SHAWMUT | PT010 | PC | 120 | 30 | 0 | 1 | 50-C-2 | mntprog1 | 2018-07-14 |  | ND | SP00 | 822 | 1 | attagons | 2020-10-14 | X | 1002 | V | SPO | 39121606 | 39121606 | 75 | X | [6 empty] | 0 |  | 1 | THB | O |  | 0 | D | 0 |  |  |  |  | Non-Move | Non-Move | Non-Move
389229 | 03 | 75033574360 | FUSELowpeak'',30A600V | PT010 | PC | 284 | 30 | 6 | 12 | 50-C-4 | mntprog1 | 2018-07-14 |  | VB | SP00 | 822 | 1 | attagons | 2020-10-14 |  | 1002 | V | SPO | 39121606 | 39121606 | 75 | X | [6 empty] | 0 |  | 1 | THB | O |  | 0 | D | 0 |  |  |  |  | Non-Move | Non-Move | Non-Move
389230 | 03 | 75033574370 | FUSE,600V,60A,A6D60R,GOULD SHAWMUT | PT010 | PC | 757.31 | 51 | 5 | 10 | 50-C-4 | mntprog1 | 2018-07-14 |  | VB | SP00 | 822 | 1 | attagons | 2020-10-14 |  | 1002 | V | SPO | 39121606 | 39121606 | 75 | X | [6 empty] | 0 |  | 1 | THB | O |  | 0 | D | 0 |  |  |  |  | Non-Move | Non-Move | Non-Move
389231 | 03 | 75033574380 | FUSE,600V,100A,GOULD SHAWMUT | PT010 | PC | 1245 | 42 | 5 | 10 | 50-C-5 | mntprog1 | 2018-07-14 |  | VB | SP00 | 822 | 1 | attagons | 2020-10-14 |  | 1002 | V | SPO | 39121606 | 39121606 | 75 | X | [6 empty] | 0 |  | 1 | THB | O |  | 0 | D | 0 |  |  |  |  | Non-Move | Non-Move | Non-Move
389232 | 03 | 75033574390 | FUSE,600V,175A,A6D175R,GOULD SHAWMUT(5) | PT010 | PC | 2405.99 | 30 | 0 | 1 | 50-A-1 | mntprog1 | 2018-07-14 |  | ND | SP00 | 822 | 1 | attagons | 2020-10-14 |  | 1002 | V | SPO | 39121606 | 39121606 | 75 | X | [6 empty] | 0 |  | 1 | THB | O |  | 0 | D | 0 |  |  |  |  | Non-Move | Non-Move | Non-Move
389233 | 03 | 75033574410 | FUSE,600V,350A,A6D350R,GOULD SHAWMUT | PT010 | PC | 3000 | 30 | 0 | 2 | 50-A-8 | mntprog1 | 2018-07-14 |  | ND | SP00 | 822 | 1 | mntprog1 | 2021-06-18 | X | 1002 | V | SPO | 39121606 | 39121606 | 75 | X | [6 empty] | 0 |  | 1 | THB | O |  | 0 | D | 0 |  |  |  |  | Non-Move | Non-Move | Non-Move
389234 | 03 | 75033574420 | FUSE,600V,400A,A6D400R,GOULD SHAWMUT(5) | PT010 | PC | 3000 | 30 | 0 | 1 | 50-A-2 | mntprog1 | 2018-07-14 |  | ND | SP00 | 822 | 1 | attagons | 2020-10-14 |  | 1002 | V | SPO | 39121606 | 39121606 | 75 | X | [6 empty] | 0 |  | 1 | THB | O |  | 0 | D | 0 |  |  |  |  | Non-Move | Non-Move | Non-Move
389235 | 03 | 75033574440 | FUSE,125 V,30 A,GEM | PT010 | PC | 5 | 30 | 0 | 1 | 50-C-7 | mntprog1 | 2018-07-14 |  | ND | SP00 | 822 | 1 | attagons | 2020-10-14 | X | 1002 | V | SPO | 39121606 | 39121606 | 75 | X | [6 empty] | 0 |  | 1 | THB | O |  | 0 | D | 0 |  |  |  |  | Non-Move | Non-Move | Non-Move
389236 | 03 | 75033574480 | FUSEtron'',1.8/10A250V | PT010 | PC | 35 | 30 | 0 | 46 | 50-C-2 | mntprog1 | 2018-07-14 |  | ND | SP00 | 822 | 1 | attagons | 2020-10-14 | X | 1002 | V | SPO | 39121606 | 39121606 | 75 | X | [6 empty] | 0 |  | 1 | THB | O |  | 0 | D | 0 |  |  |  |  | Non-Move | Non-Move | Non-Move
389237 | 03 | 75033574500 | FUSE,500,200,?,FUSETRON,(5) | PT010 | PC | 113.57 | 30 | 0 | 1 | 50-C-5 | mntprog1 | 2018-07-14 |  | ND | SP00 | 822 | 1 | attagons | 2020-10-14 |  | 1002 | V | SPO | 39121606 | 39121606 | 75 | X | [6 empty] | 0 |  | 1 | THB | O |  | 0 | D | 0 |  |  |  |  | Non-Move | Non-Move | Non-Move
389238 | 03 | 75033574530 | FUSE,250VAC,10A,BAF-10,BUSSMAN | PT010 | PC | 108.39 | 30 | 10 | 20 | 50-C-1 | mntprog1 | 2018-07-14 |  | VB | SP00 | 811 | 1 | attagons | 2020-10-14 |  | 1002 | V | SPO | 39121606 | 39121606 | 75 | X | [6 empty] | 0 |  | 1 | THB | O |  | 0 | D | 0 |  |  |  | 75033574530 | Non-Move | Move | Move
389239 | 03 | 75033574550 | FUSE''LPJ20SP, | PT010 | PC | 684.71 | 30 | 0 | 1 | 50-C-3 | mntprog1 | 2018-07-14 |  | ND | SP00 | 822 | 1 | attagons | 2020-10-14 | X | 1002 | V | SPO | 39121606 | 39121606 | 75 | X | [6 empty] | 0 |  | 1 | THB | O |  | 0 | D | 0 |  |  |  |  | Non-Move | Non-Move | Non-Move
389240 | 03 | 75033574560 | FUSE,600V,25A,LPJ-25SP | PT010 | PC | 684.71 | 30 | 0 | 1 | 50-C-4 | mntprog1 | 2018-07-14 |  | ND | SP00 | 822 | 1 | attagons | 2020-10-14 | X | 1002 | V | SPO | 39121606 | 39121606 | 75 | X | [6 empty] | 0 |  | 1 | THB | O |  | 0 | D | 0 |  |  |  |  | Non-Move | Non-Move | Non-Move
389241 | 03 | 75033574570 | FUSE,600V,25A,KTK-25,BUSSMAN | PT010 | PC | 310 | 30 | 5 | 10 | 50-C-2 | mntprog1 | 2018-07-14 |  | VB | SP00 | 811 | 1 | attagons | 2020-10-14 |  | 1002 | V | SPO | 39121606 | 39121606 | 75 | X | [6 empty] | 0 |  | 1 | THB | O |  | 0 | D | 0 |  |  | 75033574570 |  | Move | Non-Move | Move
389242 | 03 | 75033574580 | FUSE,600V,35A,LPJ-35SP(5) | PT010 | PC | 1197.98 | 30 | 0 | 1 | 50-C-3 | mntprog1 | 2018-07-14 |  | ND | SP00 | 822 | 1 | attagons | 2020-10-14 | X | 1002 | V | SPO | 39121606 | 39121606 | 75 | X | [6 empty] | 0 |  | 1 | THB | O |  | 0 | D | 0 |  |  |  |  | Non-Move | Non-Move | Non-Move
389243 | 03 | 75033574590 | FUSE,600V,40A,LPJ-40SP | PT010 | PC | 1134.25 | 30 | 0 | 1 | 50-C-3 | mntprog1 | 2018-07-14 |  | ND | SP00 | 822 | 1 | attagons | 2020-10-14 | X | 1002 | V | SPO | 39121606 | 39121606 | 75 | X | [6 empty] | 0 |  | 1 | THB | O |  | 0 | D | 0 |  |  |  |  | Non-Move | Non-Move | Non-Move
389244 | 03 | 75033575000 | FUSE,660 V,160 A,170M2666,FUJI | PT011 | PC | 1395 | 30 | 6 | 9 | 21-C-2 | mntprog1 | 2018-07-14 |  | VB | SP00 | 811 | 1 | attagons | 2020-10-14 | X | 1002 | V | SPO | 39121606 | 39121606 | 75 | X | [6 empty] | 0 |  | 1 | THB | O |  | 0 | D | 0 |  |  |  |  | Non-Move | Non-Move | Non-Move
389245 | 03 | 75033575055 | FUSE,500V,5A,FWH-5A14F,BUSSM(8) | PT010 | PC | 430.43 | 30 | 10 | 20 | 50-C-1 | mntprog1 | 2018-07-14 |  | ND | SP00 | 822 | 1 | mntprog1 | 2020-04-11 |  | 1002 | V | SPO | 39121606 | 39121606 | 75 | X | [6 empty] | 0 |  | 1 | THB | O |  | 0 | D | 0 |  |  |  |  | Non-Move | Non-Move | Non-Move
389246 | 03 | 75033575081 | FUSE,?,3 A,?,?,(5) | PT010 | PC | 40 | 30 | 0 | 1 | 50-C-1 | mntprog1 | 2018-07-14 |  | ND | SP00 | 822 | 1 | attagons | 2020-10-14 |  | 1002 | V | SPO | 39121606 | 39121606 | 75 | X | [6 empty] | 0 |  | 1 | THB | O |  | 0 | D | 0 |  |  |  |  | Non-Move | Non-Move | Non-Move
389247 | 03 | 75033575130 | FUSE,2A,P420,DAITO | PT010 | PC | 180 | 41 | 2 | 4 | 50-C-8 | mntprog1 | 2018-07-14 |  | ND | SP00 | 822 | 1 | attagons | 2020-10-14 | X | 1002 | V | SPO | 39121606 | 39121606 | 75 | X | [6 empty] | 0 |  | 1 | THB | O |  | 0 | D | 0 |  |  |  |  | Non-Move | Non-Move | Non-Move
389248 | 03 | 75033575173 | FUSE,250 V,T2A PM#6,7 ,{ZN} | PT011 | PC | 1 | 30 | 1 | 2 | W2-D-4 | mntprog1 | 2018-07-14 |  | ZN | SP00 | 822 | 1 | mntprog1 | 2021-04-05 |  | 1002 | V | SPO | 39121606 | 39121606 | 75 | X | [6 empty] | 0 |  | 0 | THB | O |  | 0 | D | 0 |  |  |  |  | Non-Move | Non-Move | Non-Move
389249 | 03 | 75033575300 | FUSE,3A,P430,DAITO | PT010 | PC | 177.27 | 30 | 0 | 21 | 50-C-8 | mntprog1 | 2018-07-14 |  | ND | SP00 | 822 | 1 | attagons | 2020-10-14 |  | 1002 | V | SPO | 39121606 | 39121606 | 75 | X | [6 empty] | 0 |  | 1 | THB | O |  | 0 | D | 0 |  |  |  |  | Non-Move | Non-Move | Non-Move
389250 | 03 | 75033575320 | FUSE HRC LINK OFAF000H32,PM.17 | PT010 | PC | 267 | 30 | 1 | 3 | 50-B-6 | mntprog1 | 2018-07-14 |  | VB | SP00 | 822 | 1 | attagons | 2020-10-14 |  | 1002 | V | SPO |  | 23150000 | 75 | X | [6 empty] | 0 |  | 1 | THB | O |  | 0 | D | 0 |  |  |  |  | Non-Move | Non-Move | Non-Move
389251 | 03 | 75033575441 | FUSE,600 V,35 A,KYOSAN,{3PC/PACK} [N] | PT011 | PC | 1600 | 65 | 0 | 3 | 21-D-5 | mntprog1 | 2018-07-14 |  | ND | SP00 | 822 | 1 | attagons | 2020-10-14 | X | 1002 | V | SPO | 39121606 | 39121606 | 75 | X | [6 empty] | 0 |  | 1 | THB | O |  | 0 | D | 0 |  |  |  |  | Non-Move | Non-Move | Non-Move
389252 | 03 | 75033575616 | FUSE,125 VAC,DM,1.6 A ,YOKOGAWA | PT011 | PC | 179 | 32 | 5 | 10 | 21-D-5 | mntprog1 | 2018-07-14 |  | VB | SP00 | 822 | 1 | attagons | 2020-10-14 | X | 1002 | V | SPO | 39121606 | 39121606 | 75 | X | [6 empty] | 0 |  | 1 | THB | O |  | 0 | D | 0 |  |  |  |  | Non-Move | Non-Move | Non-Move
389253 | 03 | 75033575646 | FUSE,125 VAC,MP 1.6 A ,YOKOGAWA | PT011 | PC | 155 | 32 | 5 | 10 | 21-D-6 | mntprog1 | 2018-07-14 |  | VB | SP00 | 822 | 1 | attagons | 2020-10-14 | X | 1002 | V | SPO | 39121606 | 39121606 | 75 | X | [6 empty] | 0 |  | 1 | THB | O |  | 0 | D | 0 |  |  |  |  | Non-Move | Non-Move | Non-Move
389254 | 03 | 75033576002 | FUSE,500 V,2 A,?,OES (10 PCS/BOX) | PT011 | PC | 24.01 | 60 | 1 | 10 | 21-D-2 | mntprog1 | 2018-07-14 |  | VB | SP00 | 811 | 1 | attagons | 2020-10-14 |  | 1002 | V | SPO | 39121606 | 39121606 | 75 | X | [6 empty] | 0 |  | 1 | THB | O |  | 0 | D | 0 |  |  |  |  | Non-Move | Non-Move | Non-Move
389255 | 03 | 75033576025 | FUSE,660 V,25 A,HPT30,SIEMENS | PT011 | PC | 30 | 30 | 3 | 6 | 21-C-6 | mntprog1 | 2018-07-14 |  | VB | SP00 | 822 | 1 | attagons | 2020-10-14 | X | 1002 | V | SPO | 39121606 | 39121606 | 75 | X | [6 empty] | 0 |  | 1 | THB | O |  | 0 | D | 0 |  |  |  |  | Non-Move | Non-Move | Non-Move
389256 | 03 | 75033576050 | FUSEbattCHARGERsub''HPT60,50A660V22x58[N | PT011 | PC | 1 | 30 | 0 | 4 | 21-D-8 | mntprog1 | 2018-07-14 |  | ND | SP00 | 822 | 1 | attagons | 2020-10-14 | X | 1002 | V | SPO | 39121606 | 39121606 | 75 | X | [6 empty] | 0 |  | 1 | THB | O |  | 0 | D | 0 |  |  |  |  | Non-Move | Non-Move | Non-Move
389257 | 03 | 75033576120 | FUSE,24 KV,6.3 A,SIBA | PT010 | UT | 10500 | 288 | 1 | 3 | 50-A-8 | mntprog1 | 2018-07-14 |  | ND | SP00 | 822 | 1 | mntprog1 | 2021-06-18 | X | 1002 | V | SPO | 39121606 | 39121606 | 75 | X | [6 empty] | 0 |  | 1 | THB | O |  | 0 | D | 0 |  |  |  |  | Non-Move | Non-Move | Non-Move
389258 | 03 | 75033576125 | FUSE,500 V,125 A,SIEMENS | PT010 | PC | 185 | 84 | 5 | 10 | 50-C-2 | mntprog1 | 2018-07-14 |  | VB | SP00 | 822 | 1 | attagons | 2020-10-14 | X | 1002 | V | SPO | 39121606 | 39121606 | 75 | X | [6 empty] | 0 |  | 1 | THB | O |  | 0 | D | 0 |  |  |  |  | Non-Move | Non-Move | Non-Move
389259 | 03 | 75033576130 | FUSE 3NA3144 250A 500V,SIEMENS | PT010 | PC | 372.68 | 30 | 0 | 3 | 76-C-1 | mntprog1 | 2018-07-14 |  | VB | SP00 | 822 | 1 | attagons | 2020-10-14 |  | 1002 | V | SPO |  | 23150000 | 75 |  |  |  | Z7500 |  |  |  | 0 |  | 1 | THB | O |  | 0 | D | 0 |  |  |  |  | Non-Move | Non-Move | Non-Move
389260 | 03 | 75033576160 | FUSE,3/7.2 KV,160 A,SWGEAR,SIBA [5] | PT011 | PC | 12557.78 | 30 | 0 | 3 | 21-B-8 | mntprog1 | 2018-07-14 |  | ND | SP00 | 822 | 1 | attagons | 2020-10-14 | X | 1002 | V | SPO | 39121606 | 39121606 | 75 | X | [6 empty] | 0 |  | 1 | THB | O |  | 0 | D | 0 |  |  |  |  | Non-Move | Non-Move | Non-Move
389261 | 03 | 75033576250 | FUSE,3.6/7.2,250,3GC2151,SIEMENS | PT010 | PC | 19666.67 | 30 | 2 | 4 | 50-A-8 | mntprog1 | 2018-07-14 |  | VB | SP00 | 822 | 1 | mntprog1 | 2021-06-18 | X | 1002 | V | SPO | 39121606 | 39121606 | 75 | X | [6 empty] | 0 |  | 1 | THB | O |  | 0 | D | 0 |  |  |  |  | Non-Move | Non-Move | Non-Move
389262 | 03 | 75033576255 | FUSE,7.2 KV,250 A,SIBA,W/P#6,7 [5] | PT011 | PC | 14300 | 30 | 0 | 2 | 21-A-5 | mntprog1 | 2018-07-14 |  | ND | SP00 | 822 | 1 | attagons | 2020-10-14 |  | 1002 | V | SPO | 39121606 | 39121606 | 75 | X | [6 empty] | 0 |  | 1 | THB | O |  | 0 | D | 0 |  |  |  |  | Non-Move | Non-Move | Non-Move
389263 | 03 | 75033576315 | FUSE,7.2KV,315A,3GA2122,SIEMENS | PT010 | PC | 18295 | 120 | 2 | 4 | 50-A-3 | mntprog1 | 2018-07-14 |  | ZN | SP00 | 822 | 1 | attagons | 2020-10-14 | X | 1002 | V | SPO | 39121606 | 39121606 | 75 | X | [6 empty] | 0 |  | 1 | THB | O |  | 0 | D | 0 |  |  |  |  | Non-Move | Non-Move | Non-Move
389264 | 03 | 75033576320 | FUSE HRC LINK OFAF000H35,PM.17 | PT010 | PC | 267 | 30 | 1 | 6 | 50-B-6 | mntprog1 | 2018-07-14 |  | VB | SP00 | 822 | 1 | attagons | 2020-10-14 |  | 1002 | V | SPO |  | 23150000 | 75 | X | [6 empty] | 0 |  | 1 | THB | O |  | 0 | D | 0 |  |  |  |  | Non-Move | Non-Move | Non-Move
389265 | 03 | 75033576400 | FUSE,7.2KV,160A,3GD1132,SIEMENS(5) | PT010 | PC | 8500 | 53 | 3 | 6 | 50-A-5 | mntprog1 | 2018-07-14 |  | ND | SP00 | 822 | 1 | attagons | 2020-10-14 | X | 1002 | V | SPO | 39121606 | 39121606 | 75 | X | [6 empty] | 0 |  | 1 | THB | O |  | 0 | D | 0 |  |  |  |  | Non-Move | Non-Move | Non-Move
389266 | 03 | 75033577320 | FUSE HRC LINK OFAF0H160,PM.17 | PT010 | PC | 360 | 30 | 1 | 3 | 50-B-5 | mntprog1 | 2018-07-14 |  | VB | SP00 | 822 | 1 | attagons | 2020-10-14 |  | 1002 | V | SPO |  | 23150000 | 75 | X | [6 empty] | 0 |  | 1 | THB | O |  | 0 | D | 0 |  |  |  |  | Non-Move | Non-Move | Non-Move
389267 | 03 | 75033578225 | PLUG,ELEC,400 V ,130,WATTHER, {ZN} | PT011 | PC | 480 | 30 | 0 | 1 | W5-1-B-4 | mntprog1 | 2018-07-14 |  | ZN | SP00 | 815 | 1 | mntprog1 | 2021-04-05 |  | 1002 | V | SPO | 39121402 | 39121402 | 75 | X | [6 empty] | 0 |  | 0 | THB | O |  | 0 | D | 0 |  |  |  |  | Non-Move | Non-Move | Non-Move
389268 | 03 | 75033578320 | FUSE HRC LINK OFAF0H200,PM.17 | PT010 | PC | 350 | 30 | 1 | 9 | 50-B-6 | mntprog1 | 2018-07-14 |  | VB | SP00 | 822 | 1 | attagons | 2020-10-14 |  | 1002 | V | SPO |  | 23150000 | 75 | X | [6 empty] | 0 |  | 1 | THB | O |  | 0 | D | 0 |  |  |  |  | Non-Move | Non-Move | Non-Move
389269 | 03 | 75033578430 | BREAKER,30MA ,10KA,PKNM-20/IN/C/003 | PT011 | PC | 1179 | 65 | 2 | 7 | 31-B-6 | mntprog1 | 2018-07-14 |  | VB | SP00 | 822 | 1 | attagons | 2020-10-14 |  | 1002 | V | SPO | 39121601 | 39121601 | 75 | X | [6 empty] | 0 |  | 1 | THB | O |  | 0 | D | 0 |  |  | 75033578430 | 75033578430 | Move | Move | Move
389270 | 03 | 75033579010 | FUSE,250 VAC,5 A,FUSE MCC (10PCS/BOX) | PT011 | PC | 4 | 97 | 1 | 10 | 21-B-2 | mntprog1 | 2018-07-14 |  | VB | SP00 | 822 | 1 | attagons | 2020-10-14 | X | 1002 | V | SPO | 39121606 | 39121606 | 75 | X | [6 empty] | 0 |  | 1 | THB | O |  | 0 | D | 0 |  |  |  |  | Non-Move | Non-Move | Non-Move
389271 | 03 | 75033579150 | FUSE,250 V,150 A,CR2L-150S,FUJI [8] | PT011 | PC | 1224.25 | 30 | 0 | 3 | 21-D-7 | mntprog1 | 2018-07-14 |  | ND | SP00 | 822 | 1 | mntprog1 | 2021-01-22 | X | 1002 | V | SPO | 39121606 | 39121606 | 75 | X | [6 empty] | 0 |  | 0 | THB | O |  | 0 | D | 0 |  |  |  |  | Non-Move | Non-Move | Non-Move
389272 | 03 | 75033579151 | FUSE,600V,150A,CR6L-150S,FUJI [8] | PT011 | PC | 1680 | 30 | 1 | 2 | 21-D-7 | mntprog1 | 2018-07-14 |  | ND | SP00 | 822 | 1 | mntprog1 | 2021-01-22 | X | 1002 | V | SPO | 39121606 | 39121606 | 75 | X | [6 empty] | 0 |  | 0 | THB | O |  | 0 | D | 0 |  |  |  |  | Non-Move | Non-Move | Non-Move
389273 | 03 | 75033579200 | FUSE,600V,200A,CR6L-200S,FUJI [8] | PT011 | PC | 1 | 30 | 1 | 2 | 21-D-7 | mntprog1 | 2018-07-14 |  | ND | SP00 | 822 | 1 | mntprog1 | 2021-01-22 | X | 1002 | V | SPO | 39121606 | 39121606 | 75 | X | [6 empty] | 0 |  | 0 | THB | O |  | 0 | D | 0 |  |  |  |  | Non-Move | Non-Move | Non-Move
389274 | 03 | 75033579320 | FUSE HRC LINK OFAF2H315,PM.17 | PT010 | PC | 506 | 30 | 1 | 3 | 50-B-5 | mntprog1 | 2018-07-14 |  | VB | SP00 | 822 | 1 | attagons | 2020-10-14 |  | 1002 | V | SPO |  | 23150000 | 75 | X | [6 empty] | 0 |  | 1 | THB | O |  | 0 | D | 0 |  |  |  |  | Non-Move | Non-Move | Non-Move
389275 | 03 | 75033580001 | FUSE,690V,25A,3NE 1 815-0,SIEMENS(àªç´) | PT010 | PC | 1057.48 | 30 | 2 | 30 | 50-C-1 | mntprog1 | 2018-07-14 |  | VB | SP00 | 822 | 1 | attagons | 2020-10-14 |  | 1002 | V | SPO | 39121606 | 39121606 | 75 | X | [6 empty] | 0 |  | 1 | THB | O |  | 0 | D | 0 |  |  |  |  | Non-Move | Non-Move | Non-Move
389276 | 03 | 75033580002 | FUSE,690V,16A,3NE 1 815-0,SIEMENS | PT010 | PC | 1266.67 | 30 | 15 | 20 | 50-C-1 | mntprog1 | 2018-07-14 |  | VB | SP00 | 822 | 1 | attagons | 2020-10-14 |  | 1002 | V | SPO | 39121606 | 39121606 | 75 | X | [6 empty] | 0 |  | 1 | THB | O |  | 0 | D | 0 |  |  |  |  | Non-Move | Non-Move | Non-Move
389277 | 03 | 75033580003 | FUSE,SEMICON,ENE1817-0,50A,690V | PT010 | PC | 1050 | 30 | 6 | 9 | 50-C-2 | mntprog1 | 2018-07-14 |  | VB | SP00 | 822 | 1 | attagons | 2020-10-14 |  | 1002 | V | SPO | 39121628 | 39121628 | 75 | X | [6 empty] | 0 |  | 1 | THB | O |  | 0 | D | 0 |  |  |  |  | Non-Move | Non-Move | Non-Move
389278 | 03 | 75033580004 | FUSE,SEMICON,ENE1803-0,35A,690V | PT010 | PC | 1050 | 30 | 3 | 6 | 50-C-1 | mntprog1 | 2018-07-14 |  | VB | SP00 | 822 | 1 | attagons | 2020-10-14 |  | 1002 | V | SPO | 39121628 | 39121628 | 75 | X | [6 empty] | 0 |  | 1 | THB | O |  | 0 | D | 0 |  |  |  |  | Non-Move | Non-Move | Non-Move
389279 | 03 | 75033580007 | FUSE,SEMICON,ENE1814-0,20A,690V | PT010 | PC | 800 | 30 | 6 | 15 | 50-C-1 | mntprog1 | 2018-07-14 |  | VB | SP00 | 822 | 1 | attagons | 2020-10-14 |  | 1002 | V | SPO | 39121628 | 39121628 | 75 | X | [6 empty] | 0 |  | 1 | THB | O |  | 0 | D | 0 |  |  |  |  | Non-Move | Non-Move | Non-Move
389280 | 03 | 75033580008 | FUSE,SEMICON,ENE1436-0,630A,690V(8) | PT010 | PC | 4880 | 30 | 6 | 9 | 50-C-5 | mntprog1 | 2018-07-14 |  | ND | SP00 | 822 | 1 | mntprog1 | 2020-04-11 |  | 1002 | V | SPO | 39121628 | 39121628 | 75 | X | [6 empty] | 0 |  | 1 | THB | O |  | 0 | D | 0 |  |  |  |  | Non-Move | Non-Move | Non-Move
389281 | 03 | 75033580009 | FUSE,SEMICON,ENE1333-0,450A,690V | PT010 | PC | 3070 | 30 | 6 | 12 | 50-C-4 | mntprog1 | 2018-07-14 |  | VB | SP00 | 822 | 1 | attagons | 2020-10-14 |  | 1002 | V | SPO | 39121628 | 39121628 | 75 | X | [6 empty] | 0 |  | 1 | THB | O |  | 0 | D | 0 |  |  |  |  | Non-Move | Non-Move | Non-Move
389282 | 03 | 75033580010 | FUSE,SEMICON,ENE1331-0,350A,690V(8) | PT010 | PC | 2540 | 30 | 6 | 9 | 50-C-3 | mntprog1 | 2018-07-14 |  | ND | SP00 | 822 | 1 | mntprog1 | 2020-04-11 |  | 1002 | V | SPO | 39121628 | 39121628 | 75 | X | [6 empty] | 0 |  | 1 | THB | O |  | 0 | D | 0 |  |  |  |  | Non-Move | Non-Move | Non-Move
389283 | 03 | 75033580011 | FUSE,SEMICON,ENE1227-0,250A,690V | PT010 | PC | 2151.11 | 30 | 6 | 9 | 50-C-3 | mntprog1 | 2018-07-14 |  | VB | SP00 | 822 | 1 | attagons | 2020-10-14 |  | 1002 | V | SPO | 39121628 | 39121628 | 75 | X | [6 empty] | 0 |  | 1 | THB | O |  | 0 | D | 0 |  |  |  |  | Non-Move | Non-Move | Non-Move
389284 | 03 | 75033580012 | FUSE,SEMICON,ENE1022-0,125A,690V(5) | PT010 | PC | 1050 | 30 | 6 | 9 | 50-C-2 | mntprog1 | 2018-07-14 |  | ND | SP00 | 822 | 1 | attagons | 2020-10-14 |  | 1002 | V | SPO | 39121628 | 39121628 | 75 | X | [6 empty] | 0 |  | 1 | THB | O |  | 0 | D | 0 |  |  |  |  | Non-Move | Non-Move | Non-Move
389285 | 03 | 75033580023 | FUSE,125 V,1.6 A,S9093KF PM3 (5) | PT010 | PC | 52 | 30 | 0 | 1 | 24-B-5 | mntprog1 | 2018-07-14 |  | ND | SP00 | 822 | 1 | mntprog1 | 2021-02-08 |  | 1002 | V | SPO | 39121606 | 39121606 | 75 | X | [6 empty] | 0 |  | 1 | THB | O |  | 0 | D | 0 |  |  |  |  | Non-Move | Non-Move | Non-Move
389286 | 03 | 75033580024 | FUSE ,3.2 A,S9095KF ,(5) | PT010 | PC | 52 | 30 | 0 | 1 | 24-B-5 | mntprog1 | 2018-07-14 |  | ND | SP00 | 822 | 1 | attagons | 2020-10-14 |  | 1002 | V | SPO | 39121606 | 39121606 | 75 | X | [6 empty] | 0 |  | 1 | THB | O |  | 0 | D | 0 |  |  |  |  | Non-Move | Non-Move | Non-Move
389287 | 03 | 75033580025 | FUSE,100 V,1.6 A,S9061KF ,(5) | PT010 | PC | 78 | 30 | 0 | 1 | 24-B-5 | mntprog1 | 2018-07-14 |  | ND | SP00 | 822 | 1 | attagons | 2020-10-14 |  | 1002 | V | SPO | 39121606 | 39121606 | 75 | X | [6 empty] | 0 |  | 1 | THB | O |  | 0 | D | 0 |  |  |  |  | Non-Move | Non-Move | Non-Move
389288 | 03 | 75033580056 | FUSE ,2 A,S9062KF ,(5) | PT010 | PC | 78 | 30 | 0 | 1 | 24-B-5 | mntprog1 | 2018-07-14 |  | ND | SP00 | 822 | 1 | attagons | 2020-10-14 |  | 1002 | V | SPO | 39121606 | 39121606 | 75 | X | [6 empty] | 0 |  | 1 | THB | O |  | 0 | D | 0 |  |  |  |  | Non-Move | Non-Move | Non-Move
389289 | 03 | 75033580204 | FUSE'NEOZED'FU000409,30A600V | PT011 | PC | 82.45 | 30 | 10 | 30 | 21-C-6 | mntprog1 | 2018-07-14 |  | VB | SP00 | 822 | 1 | attagons | 2020-10-14 |  | 1002 | V | SPO | 39121606 | 39121606 | 75 | X | [6 empty] | 0 |  | 1 | THB | O |  | 0 | D | 0 |  |  |  |  | Non-Move | Non-Move | Non-Move
389290 | 03 | 75033580206 | FUSE,7.2/3.6KV,3A,OFD-6B50B,YASKAWA | PT011 | PC | 12771 | 30 | 0 | 1 | 21-B-8 | mntprog1 | 2018-07-14 |  | VB | SP00 | 822 | 1 | attagons | 2020-10-14 | X | 1002 | V | SPO | 39121606 | 39121606 | 75 | X | [6 empty] | 0 |  | 1 | THB | O |  | 0 | D | 0 |  |  |  |  | Non-Move | Non-Move | Non-Move
389291 | 03 | 75033580207 | FUSE,500/300V,3A,FU000595,SIEMENS,{9} | PT011 | PC | 50 | 30 | 0 | 1 | 21-D-4 | mntprog1 | 2018-07-14 |  | ND | SP00 | 822 | 1 | mntprog1 | 2019-07-05 | X | 1002 | V | SPO | 39121606 | 39121606 | 75 | X | [6 empty] | 0 |  | 1 | THB | O |  | 0 | D | 0 |  |  |  |  | Non-Move | Non-Move | Non-Move
389292 | 03 | 75033580210 | FUSE,300 V,10 A,BLA10A,FUJI | PT011 | PC | 55 | 34 | 6 | 12 | 21-D-5 | mntprog1 | 2018-07-14 |  | VB | SP00 | 822 | 1 | attagons | 2020-10-14 |  | 1002 | V | SPO | 39121606 | 39121606 | 75 | X | [6 empty] | 0 |  | 1 | THB | O |  | 0 | D | 0 |  |  |  |  | Non-Move | Non-Move | Non-Move
389293 | 03 | 75033580217 | FUSE,250 V,5 A,AGC,BUSSMAN (10PCS/¤Ã [5] | PT011 | PC | 13.2 | 39 | 5 | 10 | 21-B-3 | mntprog1 | 2018-07-14 |  | ND | SP00 | 822 | 1 | attagons | 2020-10-14 |  | 1002 | V | SPO | 39121606 | 39121606 | 75 | X | [6 empty] | 0 |  | 1 | THB | O |  | 0 | D | 0 |  |  |  |  | Non-Move | Non-Move | Non-Move
389294 | 03 | 75033580250 | FUSE Link-SICHERUNGSEINSATZE'250vS:5x20 | PT011 | PC | 10 | 45 | 10 | 20 | 21-B-1 | mntprog1 | 2018-07-14 |  | VB | SP00 | 811 | 1 | attagons | 2020-10-14 |  | 1002 | V | SPO | 39121606 | 39121606 | 75 | X | [6 empty] | 0 |  | 1 | THB | O |  | 0 | D | 0 |  |  |  |  | Non-Move | Non-Move | Non-Move
389295 | 03 | 75033580251 | FUSE,500 V,200 A,CS5F-200,FUJI ELECTRIC | PT011 | PC | 1990 | 30 | 3 | 6 | 21-D-6 | mntprog1 | 2018-07-14 |  | VB | SP00 | 822 | 1 | attagons | 2020-10-14 | X | 1002 | V | SPO | 39121606 | 39121606 | 75 | X | [6 empty] | 0 |  | 1 | THB | O |  | 0 | D | 0 |  |  |  |  | Non-Move | Non-Move | Non-Move
389296 | 03 | 75033580253 | FUSE,250 V,30 A,CR2LS-30 | PT011 | PC | 671.67 | 30 | 3 | 6 | 21-C-6 | mntprog1 | 2018-07-14 |  | VB | SP00 | 822 | 1 | attagons | 2020-10-14 | X | 1002 | V | SPO | 39121606 | 39121606 | 75 | X | [6 empty] | 0 |  | 1 | THB | O |  | 0 | D | 0 |  |  |  |  | Non-Move | Non-Move | Non-Move
389297 | 03 | 75033580254 | FUSE,250 V,75 A,CR2LS,75,FUJI | PT011 | PC | 637.5 | 30 | 3 | 6 | 21-D-5 | mntprog1 | 2018-07-14 |  | VB | SP00 | 822 | 1 | attagons | 2020-10-14 | X | 1002 | V | SPO | 39121606 | 39121606 | 75 | X | [6 empty] | 0 |  | 1 | THB | O |  | 0 | D | 0 |  |  |  |  | Non-Move | Non-Move | Non-Move
389298 | 03 | 75033580258 | BREAKER,32 A,PKNM-32/1N/C/003,MOELLER | PT011 | PC | 1179 | 30 | 3 | 6 | 31-D-3 | mntprog1 | 2018-07-14 |  | VB | SP00 | 822 | 1 | attagons | 2020-10-14 |  | 1002 | V | SPO | 39121601 | 39121601 | 75 | X | [6 empty] | 0 |  | 1 | THB | O |  | 0 | D | 0 |  |  | 75033580258 | 75033580258 | Move | Move | Move
389299 | 03 | 75033580259 | FUSE,500 V,30 A,FCF2-30,FUJI | PT011 | PC | 772.47 | 45 | 3 | 6 | 21-D-7 | mntprog1 | 2018-07-14 |  | VB | SP00 | 822 | 1 | attagons | 2020-10-14 | X | 1002 | V | SPO | 39121606 | 39121606 | 75 | X | [6 empty] | 0 |  | 1 | THB | O |  | 0 | D | 0 |  |  |  |  | Non-Move | Non-Move | Non-Move
389300 | 03 | 75033580260 | FUSE,300,30,?,SIEMENS, {8} | PT011 | PC | 55 | 30 | 0 | 15 | 21-C-7 | mntprog1 | 2018-07-14 |  | ND | SP00 | 822 | 1 | attagons | 2020-10-14 |  | 1002 | V | SPO | 39121606 | 39121606 | 75 | X | [6 empty] | 0 |  | 1 | THB | O |  | 0 | D | 0 |  |  |  |  | Non-Move | Non-Move | Non-Move
389301 | 03 | 75033580263 | FUSE,700 V,200 A,A70P200,GOULD SHAWMUT | PT011 | PC | 1000.33 | 30 | 2 | 4 | 21-C-2 | mntprog1 | 2018-07-14 |  | VB | SP00 | 822 | 1 | attagons | 2020-10-14 | X | 1002 | V | SPO | 39121606 | 39121606 | 75 | X | [6 empty] | 0 |  | 1 | THB | O |  | 0 | D | 0 |  |  |  |  | Non-Move | Non-Move | Non-Move
389302 | 03 | 75033580265 | FUSE,500 V,50 A,3NA3820,SIEMENS | PT011 | PC | 140 | 36 | 2 | 4 | 21-C-3 | mntprog1 | 2018-07-14 |  | VB | SP00 | 822 | 1 | attagons | 2020-10-14 | X | 1002 | V | SPO | 39121606 | 39121606 | 75 | X | [6 empty] | 0 |  | 1 | THB | O |  | 0 | D | 0 |  |  |  |  | Non-Move | Non-Move | Non-Move
389303 | 03 | 75033580266 | FUSE,700 V,700 A,A70P700-4,GOULD SHAWMUT | PT011 | PC | 3867 | 30 | 2 | 4 | 21-B-5 | mntprog1 | 2018-07-14 |  | VB | SP00 | 822 | 1 | attagons | 2020-10-14 | X | 1002 | V | SPO | 39121606 | 39121606 | 75 | X | [6 empty] | 0 |  | 1 | THB | O |  | 0 | D | 0 |  |  |  |  | Non-Move | Non-Move | Non-Move
389304 | 03 | 75033580267 | FUSE,700 V,800 A,FU 000896,GOULD SHAWMUT | PT011 | PC | 6000 | 30 | 3 | 6 | 21-C-7 | mntprog1 | 2018-07-14 |  | VB | SP00 | 822 | 1 | attagons | 2020-10-14 | X | 1002 | V | SPO | 39121606 | 39121606 | 75 | X | [6 empty] | 0 |  | 1 | THB | O |  | 0 | D | 0 |  |  |  |  | Non-Move | Non-Move | Non-Move
389305 | 03 | 75033580270 | FUSE,500 VAC,125 A,3NA3832,SIEMENS | PT011 | PC | 135 | 65 | 6 | 12 | 21-C-1 | mntprog1 | 2018-07-14 |  | VB | SP00 | 822 | 1 | attagons | 2020-10-14 | X | 1002 | V | SPO | 39121606 | 39121606 | 75 | X | [6 empty] | 0 |  | 1 | THB | O |  | 0 | D | 0 |  |  |  |  | Non-Move | Non-Move | Non-Move
389306 | 03 | 75033580285 | FUSE,660 VAC,25 A,HRC,18x17 MM.100KA | PT011 | PC | 467 | 25 | 3 | 6 | 21-D-5 | mntprog1 | 2018-07-14 |  | VB | SP00 | 811 | 1 | mntprog1 | 2020-12-09 | X | 1002 | V | SPO | 39121606 | 39121606 | 75 | X | [6 empty] | 0 |  | 1 | THB | O |  | 0 | D | 0 |  |  |  |  | Non-Move | Non-Move | Non-Move
389307 | 03 | 75033580300 | FUSE,500AV,500 A,170M-6808,BUSSMAN | PT011 | PC | 3694.33 | 71 | 3 | 10 | 21-C-5 | mntprog1 | 2018-07-14 |  | VB | SP00 | 822 | 1 | attagons | 2020-10-14 | X | 1002 | V | SPO | 39121606 | 39121606 | 75 | X | [6 empty] | 0 |  | 1 | THB | O |  | 0 | D | 0 |  |  |  |  | Non-Move | Non-Move | Non-Move
389308 | 03 | 75033580305 | FUSE'SUPER FLINK'3SE7vde0636ice269, [ZN] | PT011 | PC | 5600 | 30 | 0 | 5 | W-36-C-8 | mntprog1 | 2018-07-14 |  | ZN | SP00 | 822 | 1 | mntprog1 | 2021-04-05 | X | 1002 | V | SPO | 39121606 | 39121606 | 75 | X | [6 empty] | 0 |  | 0 | THB | O |  | 0 | D | 0 |  |  |  |  | Non-Move | Non-Move | Non-Move
389309 | 03 | 75033580307 | FUSE,500 V,400 A ,(5) | PT010 | PC | 300 | 30 | 0 | 1 | 50-C-4 | mntprog1 | 2018-07-14 |  | ND | SP00 | 822 | 1 | attagons | 2020-10-14 |  | 1002 | V | SPO | 39121606 | 39121606 | 75 | X | [6 empty] | 0 |  | 1 | THB | O |  | 0 | D | 0 |  |  |  |  | Non-Move | Non-Move | Non-Move
389310 | 03 | 75033580320 | FUSE HRC LINK OFAF2H400,PM.17 | PT010 | PC | 561 | 30 | 1 | 3 | 50-B-5 | mntprog1 | 2018-07-14 |  | VB | SP00 | 822 | 1 | attagons | 2020-10-14 |  | 1002 | V | SPO |  | 23150000 | 75 | X | [6 empty] | 0 |  | 1 | THB | O |  | 0 | D | 0 |  |  |  |  | Non-Move | Non-Move | Non-Move
389311 | 03 | 75033580330 | FUSE,500 VAC,80 A,M SCHNEIDER | PT010 | PC | 70.25 | 30 | 3 | 6 | 50-C-2 | mntprog1 | 2018-07-14 |  | VB | SP00 | 822 | 1 | attagons | 2020-10-14 | X | 1002 | V | SPO | 39121606 | 39121606 | 75 | X | [6 empty] | 0 |  | 1 | THB | O |  | 0 | D | 0 |  |  |  |  | Non-Move | Non-Move | Non-Move
389312 | 03 | 75033580340 | FUSEhrc'HICAP'NH1,250A600V | PT010 | PC | 319.56 | 30 | 6 | 24 | 50-C-3 | mntprog1 | 2018-07-14 |  | VB | SP00 | 822 | 1 | attagons | 2020-10-14 | X | 1002 | V | SPO | 39121606 | 39121606 | 75 | X | [6 empty] | 0 |  | 1 | THB | O |  | 0 | D | 0 |  |  |  |  | Non-Move | Non-Move | Non-Move
389313 | 03 | 75033580348 | FUSE,660 V,63 A ,(5) | PT010 | PC | 300 | 30 | 0 | 1 | 50-C-7 | mntprog1 | 2018-07-14 |  | ND | SP00 | 822 | 1 | attagons | 2020-10-14 |  | 1002 | V | SPO | 39121606 | 39121606 | 75 | X | [6 empty] | 0 |  | 1 | THB | O |  | 0 | D | 0 |  |  |  |  | Non-Move | Non-Move | Non-Move
389314 | 03 | 75033580362 | FUSE,700 V,150 A,A70P150-4,GOULD [ZN] | PT011 | PC | 1000.33 | 30 | 3 | 6 | W-36-C-7 | mntprog1 | 2018-07-14 |  | ZN | SP00 | 822 | 1 | mntprog1 | 2021-04-05 | X | 1002 | V | SPO | 39121606 | 39121606 | 75 | X | [6 empty] | 0 |  | 0 | THB | O |  | 0 | D | 0 |  |  |  |  | Non-Move | Non-Move | Non-Move
389315 | 03 | 75033580363 | FUSE,700,700,FWP-700,BUSSMAN, {9} | PT011 | PC | 4850 | 30 | 2 | 7 | 21-A-7 | mntprog1 | 2018-07-14 |  | ND | SP00 | 822 | 1 | attagons | 2020-10-14 | X | 1002 | V | SPO | 39121606 | 39121606 | 75 | X | [6 empty] | 0 |  | 1 | THB | O |  | 0 | D | 0 |  |  |  |  | Non-Move | Non-Move | Non-Move
389316 | 03 | 75033580364 | FUSE,700,1000,A70P1000-4,SHAWMUT, [ZN] | PT011 | PC | 9000.14 | 30 | 6 | 12 | W-35-WALL | mntprog1 | 2018-07-14 |  | ZN | SP00 | 822 | 1 | mntprog1 | 2021-04-05 | X | 1002 | V | SPO | 39121606 | 39121606 | 75 | X | [6 empty] | 0 |  | 0 | THB | O |  | 0 | D | 0 |  |  |  |  | Non-Move | Non-Move | Non-Move |  | Ferraz Shawmut
389317 | 03 | 75033580365 | FUSE,7.2 KV,50 A,OF-6B50,YASKAWA | PT010 | PC | 20031.25 | 139 | 3 | 6 | 50-A-5 | mntprog1 | 2018-07-14 |  | VB | SP00 | 822 | 1 | attagons | 2020-10-14 | X | 1002 | V | SPO | 39121606 | 39121606 | 75 | X | [6 empty] | 0 |  | 1 | THB | O |  | 0 | D | 0 |  |  |  |  | Non-Move | Non-Move | Non-Move
389318 | 03 | 75033580372 | FUSE,7.2KV,100A,OF-6B50,YASKAWA(5) | PT010 | PC | 23752.5 | 30 | 0 | 1 | 24-B-3 | mntprog1 | 2018-07-14 |  | ND | SP00 | 822 | 1 | attagons | 2020-10-14 |  | 1002 | V | SPO | 39121606 | 39121606 | 75 | X | [6 empty] | 0 |  | 1 | THB | O |  | 0 | D | 0 |  |  |  |  | Non-Move | Non-Move | Non-Move
389319 | 03 | 75033580375 | FUSE,7.2KV,150A,OF-6B50,YASKAWA | PT010 | PC | 23978.11 | 30 | 3 | 5 | 50-A-6 | mntprog1 | 2018-07-14 |  | VB | SP00 | 822 | 1 | attagons | 2020-10-14 | X | 1002 | V | SPO | 39121606 | 39121606 | 75 | X | [6 empty] | 0 |  | 1 | THB | O |  | 0 | D | 0 |  |  |  |  | Non-Move | Non-Move | Non-Move
389320 | 03 | 75033580382 | FUSE,7.2 KV,150 A,OF-6B50,YASKAWA àÅÔ[9] | PT011 | PC | 29326.63 | 209 | 3 | 6 | 21-B-7 | mntprog1 | 2018-07-14 |  | ND | SP00 | 822 | 1 | attagons | 2020-10-14 | X | 1002 | V | SPO | 39121606 | 39121606 | 75 | X | [6 empty] | 0 |  | 1 | THB | O |  | 0 | D | 0 |  |  |  |  | Non-Move | Non-Move | Non-Move
389321 | 03 | 75033580383 | FUSE,7.2/3.6KV,3A,OFD-6B50B,YASKAWA | PT011 | PC | 9950.75 | 260 | 2 | 4 | 21-B-1 | mntprog1 | 2018-07-14 |  | VB | SP00 | 822 | 1 | attagons | 2020-10-14 | X | 1002 | V | SPO | 39121606 | 39121606 | 75 | X | [6 empty] | 0 |  | 1 | THB | O |  | 0 | D | 0 |  |  |  |  | Non-Move | Non-Move | Non-Move
389322 | 03 | 75033580390 | FUSE,690 V,550 A,170M4770,BUSS,(5) | PT010 | PC | 640 | 30 | 0 | 1 | 50-C-4 | mntprog1 | 2018-07-14 |  | ND | SP00 | 822 | 1 | attagons | 2020-10-14 | X | 1002 | V | SPO | 39121606 | 39121606 | 75 | X | [6 empty] | 0 |  | 1 | THB | O |  | 0 | D | 0 |  |  |  |  | Non-Move | Non-Move | Non-Move
389323 | 03 | 75033580408 | FUSE,500 VAC,200 A,CS5F-200,FUJI,(5) | PT010 | PC | 2520.27 | 30 | 0 | 1 | 24-B-6 | mntprog1 | 2018-07-14 |  | ND | SP00 | 822 | 1 | attagons | 2020-10-14 |  | 1002 | V | SPO | 39121606 | 39121606 | 75 | X | [6 empty] | 0 |  | 1 | THB | O |  | 0 | D | 0 |  |  |  |  | Non-Move | Non-Move | Non-Move
389324 | 03 | 75033580410 | FUSE,1000V,630A,3NE3336,SIEMENS | PT010 | PC | 5430 | 81 | 3 | 6 | 50-C-6 | mntprog1 | 2018-07-14 |  | VB | SP00 | 822 | 1 | attagons | 2020-10-14 |  | 1002 | V | SPO | 39121606 | 39121606 | 75 | X | [6 empty] | 0 |  | 1 | THB | O |  | 0 | D | 0 |  |  |  |  | Non-Move | Non-Move | Non-Move
389325 | 03 | 75033580412 | FUSErapid'',30A600V | PT010 | PC | 37.18 | 30 | 5 | 10 | 50-C-2 | mntprog1 | 2018-07-14 |  | ZN | SP00 | 822 | 1 | attagons | 2020-10-14 |  | 1002 | V | SPO | 39121606 | 39121606 | 75 | X | [6 empty] | 0 |  | 1 | THB | O |  | 0 | D | 0 |  |  |  |  | Non-Move | Non-Move | Non-Move
389326 | 03 | 75033580413 | FUSE,600 V,100 A,170L8814,BUSSMAN,(5) | PT010 | PC | 390 | 30 | 0 | 1 | 24-B-6 | mntprog1 | 2018-07-14 |  | ND | SP00 | 822 | 1 | attagons | 2020-10-14 |  | 1002 | V | SPO | 39121606 | 39121606 | 75 | X | [6 empty] | 0 |  | 1 | THB | O |  | 0 | D | 0 |  |  |  |  | Non-Move | Non-Move | Non-Move
389327 | 03 | 75033580416 | FUSE,660 V,630 A,170L8814,BUSS,(5) | PT010 | PC | 666.66 | 30 | 0 | 1 | 24-D-2 | mntprog1 | 2018-07-14 |  | ND | SP00 | 822 | 1 | attagons | 2020-10-14 |  | 1002 | V | SPO | 39121606 | 39121606 | 75 | X | [6 empty] | 0 |  | 1 | THB | O |  | 0 | D | 0 |  |  |  |  | Non-Move | Non-Move | Non-Move
389328 | 03 | 75033580418 | FUSE,1250 V,630 A,170M6144,BUSSMANN | PT010 | PC | 5900 | 30 | 2 | 6 | 50-C-5 | mntprog1 | 2018-07-14 |  | VB | SP00 | 822 | 1 | attagons | 2020-10-14 |  | 1002 | V | SPO | 39121606 | 39121606 | 75 | X | [6 empty] | 0 |  | 1 | THB | O |  | 0 | D | 0 |  |  |  |  | Non-Move | Non-Move | Non-Move
389329 | 03 | 75033580440 | FUSE,1000V,400A,3NE3432 | PT011 | PC | 1 | 30 | 1 | 4 | 21-C-3 | mntprog1 | 2018-07-14 |  | VB | SP00 | 822 | 1 | attagons | 2020-10-14 | X | 1002 | V | SPO | 39121606 | 39121606 | 75 | X | [6 empty] | 0 |  | 1 | THB | O |  | 0 | D | 0 |  |  |  |  | Non-Move | Non-Move | Non-Move
389330 | 03 | 75033580451 | FUSE,500 V,450 A,CS5F-450,FUJI | PT011 | PC | 2600 | 28 | 3 | 7 | 21-D-4 | mntprog1 | 2018-07-14 |  | VB | SP00 | 822 | 1 | attagons | 2020-10-14 | X | 1002 | V | SPO | 39121606 | 39121606 | 75 | X | [6 empty] | 0 |  | 1 | THB | O |  | 0 | D | 0 |  |  |  |  | Non-Move | Non-Move | Non-Move
389331 | 03 | 75033580452 | FUSE,600 V,500 A,FU000616,SIEMENS [8] | PT011 | PC | 382.28 | 30 | 0 | 12 | 21-D-3 | mntprog1 | 2018-07-14 |  | ND | SP00 | 822 | 1 | mntprog1 | 2020-12-22 | X | 1002 | V | SPO | 39121606 | 39121606 | 75 | X | [6 empty] | 0 |  | 1 | THB | O |  | 0 | D | 0 |  |  |  |  | Non-Move | Non-Move | Non-Move
389332 | 03 | 75033580453 | FUSE,1000 V,500 A,FU000680,SIEMENS [N] | PT011 | PC | 275 | 30 | 0 | 10 | 21-D-2 | mntprog1 | 2018-07-14 |  | ND | SP00 | 822 | 1 | attagons | 2020-10-14 | X | 1002 | V | SPO | 39121606 | 39121606 | 75 | X | [6 empty] | 0 |  | 1 | THB | O |  | 0 | D | 0 |  |  |  |  | Non-Move | Non-Move | Non-Move
389333 | 03 | 75033580455 | FUSE,1000 V,630 A,CS10F-630,FUJI, {ZN} | PT011 | PC | 5500 | 114 | 0 | 4 | W2-D-4 | mntprog1 | 2018-07-14 |  | ZN | SP00 | 822 | 1 | mntprog1 | 2021-04-05 |  | 1002 | V | SPO | 39121606 | 39121606 | 75 | X | [6 empty] | 0 |  | 0 | THB | O |  | 0 | D | 0 |  |  |  |  | Non-Move | Non-Move | Non-Move
389334 | 03 | 75033580456 | FUSE,1000 V,630 A,6SY9685,YOKOGAWA [8] | PT011 | PC | 1 | 30 | 0 | 2 | 21-C-5 | mntprog1 | 2018-07-14 |  | ND | SP00 | 822 | 1 | attagons | 2020-10-14 | X | 1002 | V | SPO | 39121606 | 39121606 | 75 | X | [6 empty] | 0 |  | 1 | THB | O |  | 0 | D | 0 |  |  |  |  | Non-Move | Non-Move | Non-Move
389335 | 03 | 75033580461 | FUSE,500 VAC,1000 A,CS5F-1000-P,FUJI,{8} | PT011 | PC | 500.67 | 30 | 0 | 3 | 21-D-1 | mntprog1 | 2018-07-14 |  | ND | SP00 | 822 | 1 | attagons | 2020-10-14 |  | 1002 | V | SPO | 39121606 | 39121606 | 75 | X | [6 empty] | 0 |  | 1 | THB | O |  | 0 | D | 0 |  |  |  |  | Non-Move | Non-Move | Non-Move
389336 | 03 | 75033580464 | FUSE,700 VAC,700 A,A70P700-4 | PT011 | PC | 6567.86 | 40 | 3 | 6 | 21-C-6 | mntprog1 | 2018-07-14 |  | VB | SP00 | 822 | 1 | attagons | 2020-10-14 | X | 1002 | V | SPO | 39121606 | 39121606 | 75 | X | [6 empty] | 0 |  | 1 | THB | O |  | 0 | D | 0 |  |  |  |  | Non-Move | Non-Move | Non-Move
389337 | 03 | 75033580465 | FUSE,700V,500A,A70P500,GOULD SHAWMUT [ZN | PT011 | PC | 3750.06 | 86 | 0 | 15 | W-36-A-8 | mntprog1 | 2018-07-14 |  | ZN | SP00 | 822 | 1 | mntprog1 | 2021-04-05 | X | 1002 | V | SPO | 39121606 | 39121606 | 75 | X | [6 empty] | 0 |  | 0 | THB | O |  | 0 | D | 0 |  |  |  |  | Non-Move | Non-Move | Non-Move
389338 | 03 | 75033580484 | FUSE,1000V,500A,6SY9084 [8] | PT011 | PC | 1 | 30 | 3 | 12 | 21-C-3 | mntprog1 | 2018-07-14 |  | ND | SP00 | 822 | 1 | attagons | 2020-10-14 | X | 1002 | V | SPO | 39121606 | 39121606 | 75 | X | [6 empty] | 0 |  | 1 | THB | O |  | 0 | D | 0 |  |  |  |  | Non-Move | Non-Move | Non-Move
389339 | 03 | 75033580490 | FUSE,3.6/7.2,1,PL, STYCE G {9},{9} | PT011 | PC | 970 | 39 | 1 | 2 | 21-D-3 | mntprog1 | 2018-07-14 |  | ND | SP00 | 822 | 1 | mntprog1 | 2019-07-05 | X | 1002 | V | SPO | 39121606 | 39121606 | 75 | X | [6 empty] | 0 |  | 1 | THB | O |  | 0 | D | 0 |  |  |  |  | Non-Move | Non-Move | Non-Move
389340 | 03 | 75033580702 | FUSE,7.2 KV,1 A ,(5) | PT010 | PC | 247 | 30 | 0 | 1 | 50-C-8 | mntprog1 | 2018-07-14 |  | ZN | SP00 | 822 | 1 | attagons | 2020-10-14 |  | 1002 | V | SPO | 39121606 | 39121606 | 75 | X | [6 empty] | 0 |  | 1 | THB | O |  | 0 | D | 0 |  |  |  |  | Non-Move | Non-Move | Non-Move
389341 | 03 | 75033581320 | FUSE HRC LINK OFAF3H800,PM.17 | PT010 | PC | 1973 | 30 | 1 | 3 | 50-B-5 | mntprog1 | 2018-07-14 |  | VB | SP00 | 822 | 1 | attagons | 2020-10-14 |  | 1002 | V | SPO |  | 23150000 | 75 | X | [6 empty] | 0 |  | 1 | THB | O |  | 0 | D | 0 |  |  |  |  | Non-Move | Non-Move | Non-Move
389342 | 03 | 75033583310 | FUSE,600 V,50 A,FRSR50,FUSETRON [ZN] | PT011 | PC | 600 | 0 | 0 | 6 | W1-B-1 | mntprog1 | 2018-07-14 |  | ZN | SP00 | 822 | 1 | mntprog1 | 2021-04-05 | X | 1002 | V | SPO | 39121606 | 39121606 | 75 | X | [6 empty] | 0 |  | 0 | THB | O |  | 0 | D | 0 |  |  |  |  | Non-Move | Non-Move | Non-Move
389343 | 03 | 75033590050 | FUSE,500 V,50 A,3NA5-820,SIEMENS,{8} | PT012 | PC | 150 | 30 | 0 | 8 | 21-C-2 | mntprog1 | 2018-07-14 |  | ND | SP00 | 822 | 1 | attagons | 2020-10-14 | X | 1002 | V | SPO | 39121606 | 39121606 | 75 | X | [6 empty] | 0 |  | 1 | THB | O |  | 0 | D | 0 |  |  |  |  | Non-Move | Non-Move | Non-Move
389344 | 03 | 75033590080 | FUSE,500 V,80 A,3NA38308B,SIEMENS,{8} | PT012 | PC | 137.5 | 42 | 12 | 24 | 21-C-2 | mntprog1 | 2018-07-14 |  | ND | SP00 | 822 | 1 | attagons | 2020-10-14 | X | 1002 | V | SPO | 39121606 | 39121606 | 75 | X | [6 empty] | 0 |  | 1 | THB | O |  | 0 | D | 0 |  |  |  |  | Non-Move | Non-Move | Non-Move
389345 | 03 | 75033590100 | FUSE,500 V,100 A,3NA38308B,SIEMENS,ST«éÓ | PT012 | PC | 125 | 60 | 9 | 12 | 21-C-1 | mntprog1 | 2018-07-14 |  | ND | SP00 | 822 | 1 | attagons | 2020-10-14 | X | 1002 | V | SPO | 39121606 | 39121606 | 75 | X | [6 empty] | 0 |  | 1 | THB | O |  | 0 | D | 0 |  |  |  |  | Non-Move | Non-Move | Non-Move
389346 | 03 | 75033590360 | FUSE NH LINK OOOFF 63A690,PM16(5) | PT010 | PC | 1300 | 30 | 0 | 9 | 73-D-1 | mntprog1 | 2018-07-14 |  | ND | SP00 | 822 | 1 | attagons | 2020-10-14 |  | 1002 | V | SPO |  | 23150000 | 75 |  |  |  | Z7500 |  |  |  | 0 |  | 1 | THB | O |  | 0 | D | 0 |  |  |  |  | Non-Move | Non-Move | Non-Move
389347 | 03 | 75033590450 | FUSE,800 VAC,450 A,3NE4333-OB,SIEMENS [8 | PT012 | ST | 5800 | 32 | 0 | 3 | 21-C-4 | mntprog1 | 2018-07-14 |  | ND | SP00 | 822 | 1 | attagons | 2020-10-14 | X | 1002 | V | SPO | 39121606 | 39121606 | 75 | X | [6 empty] | 0 |  | 1 | THB | O |  | 0 | D | 0 |  |  |  |  | Non-Move | Non-Move | Non-Move
389348 | 03 | 75033590500 | FUSE,380 VAC,500 A,3NE4334-OB,SIEMENS | PT012 | ST | 3250 | 30 | 2 | 6 | 21-C-4 | mntprog1 | 2018-07-14 |  | VB | SP00 | 822 | 1 | attagons | 2020-10-14 | X | 1002 | V | SPO | 39121606 | 39121606 | 75 | X | [6 empty] | 0 |  | 1 | THB | O |  | 0 | D | 0 |  |  |  |  | Non-Move | Non-Move | Non-Move
389349 | 03 | 75033590710 | FUSE,800 VAC,710 A,3NE4337,SIEMENS [8] | PT012 | ST | 6600 | 29 | 2 | 4 | 21-C-6 | mntprog1 | 2018-07-14 |  | ND | SP00 | 822 | 1 | mntprog1 | 2020-04-09 | X | 1002 | V | SPO | 39121606 | 39121606 | 75 | X | [6 empty] | 0 |  | 1 | THB | O |  | 0 | D | 0 |  |  |  |  | Non-Move | Non-Move | Non-Move
389350 | 03 | 75033591360 | FUSE NH LINK 2 FF 500A 690 | PT010 | PC | 4595 | 30 | 0 | 3 | 50-C-6 | mntprog1 | 2018-07-14 |  | ND | SP00 | 811 | 1 | attagons | 2020-10-14 |  | 1001 | V | SPO |  | 23150000 | 75 |  |  |  | Z7500 |  |  |  | 0 |  | 1 | THB | O |  | 0 | D | 0 |  |  |  |  | Non-Move | Non-Move | Non-Move
389351 | 03 | 75033592001 | FUSE,250 V,1 A,TR1R,GOULD SHAWMUT [5] | PT012 | PC | 300 | 52 | 0 | 0 | 21-D-2 | mntprog1 | 2018-07-14 |  | ND | SP00 | 822 | 1 | attagons | 2020-10-14 | X | 1002 | V | SPO | 39121606 | 39121606 | 75 | X | [6 empty] | 0 |  | 1 | THB | O |  | 0 | D | 0 |  |  |  |  | Non-Move | Non-Move | Non-Move
389352 | 03 | 75033592003 | FUSE,600 V,2.5 A,TRS 2-1/2 R,GOULD [5] | PT012 | PC | 297.5 | 29 | 0 | 0 | 21-D-3 | mntprog1 | 2018-07-14 |  | ND | SP00 | 822 | 1 | attagons | 2020-10-14 | X | 1002 | V | SPO | 39121606 | 39121606 | 75 | X | [6 empty] | 0 |  | 1 | THB | O |  | 0 | D | 0 |  |  |  |  | Non-Move | Non-Move | Non-Move
389353 | 03 | 75033592005 | FUSE,250 V,5 A,TR5R,GOULD (10PCS/PACK)[5 | PT012 | PC | 184 | 50 | 0 | 0 | 21-D-4 | mntprog1 | 2018-07-14 |  | ND | SP00 | 822 | 1 | attagons | 2020-10-14 | X | 1002 | V | SPO | 39121606 | 39121606 | 75 | X | [6 empty] | 0 |  | 1 | THB | O |  | 0 | D | 0 |  |  |  |  | Non-Move | Non-Move | Non-Move
389354 | 03 | 75033592006 | FUSE,600V,5A,TRS5R,GOULD SHAWMUT [5] | PT012 | PC | 176 | 30 | 0 | 0 | 21-D-4 | mntprog1 | 2018-07-14 |  | ND | SP00 | 822 | 1 | attagons | 2020-10-14 | X | 1002 | V | SPO | 39121606 | 39121606 | 75 | X | [6 empty] | 0 |  | 1 | THB | O |  | 0 | D | 0 |  |  |  |  | Non-Move | Non-Move | Non-Move
389355 | 03 | 75033592008 | FUSE,600 V,8 A,E5833 TRS8A,GOULD [5] | PT012 | PC | 359 | 26 | 0 | 0 | 21-D-5 | mntprog1 | 2018-07-14 |  | ND | SP00 | 822 | 1 | attagons | 2020-10-14 | X | 1002 | V | SPO | 39121606 | 39121606 | 75 | X | [6 empty] | 0 |  | 1 | THB | O |  | 0 | D | 0 |  |  |  |  | Non-Move | Non-Move | Non-Move
389356 | 03 | 75033592010 | FUSE,250 V,10 A,ES843,GOULD SHAWMUT [5] | PT012 | PC | 107 | 283 | 0 | 0 | 21-D-6 | mntprog1 | 2018-07-14 |  | ND | SP00 | 822 | 1 | attagons | 2020-10-14 | X | 1002 | V | SPO | 39121606 | 39121606 | 75 | X | [6 empty] | 0 |  | 1 | THB | O |  | 0 | D | 0 |  |  |  |  | Non-Move | Non-Move | Non-Move
389357 | 03 | 75033592015 | FUSE,250 V,15 A,TR15R,GOULD {w} | PT012 | PC | 151.67 | 49 | 0 | 2 | 21-D-6 | mntprog1 | 2018-07-14 |  | ND | SP00 | 822 | 1 | attagons | 2020-10-14 | X | 1002 | V | SPO | 39121606 | 39121606 | 75 | X | [6 empty] | 0 |  | 1 | THB | O |  | 0 | D | 0 |  |  |  |  | Non-Move | Non-Move | Non-Move
389358 | 03 | 75033592025 | FUSE,700 V,25 A,A70P25-1,GOULD SHAWMUT[5 | PT012 | PC | 572 | 53 | 0 | 0 | 21-D-7 | mntprog1 | 2018-07-14 |  | ND | SP00 | 822 | 1 | attagons | 2020-10-14 |  | 1002 | V | SPO | 39121606 | 39121606 | 75 | X | [6 empty] | 0 |  | 1 | THB | O |  | 0 | D | 0 |  |  |  |  | Non-Move | Non-Move | Non-Move
389359 | 03 | 75033592050 | FUSE,500 V,50 A,5SD460,SIEMENS, [8] | PT012 | PC | 115.45 | 186 | 6 | 12 | 21-D-8 | mntprog1 | 2018-07-14 |  | ND | SP00 | 822 | 1 | mntprog1 | 2020-01-05 | X | 1002 | V | SPO | 39121606 | 39121606 | 75 | X | [6 empty] | 0 |  | 1 | THB | O |  | 0 | D | 0 |  |  |  |  | Non-Move | Non-Move | Non-Move
389360 | 03 | 75033592200 | FUSE,500 V,200 A,CS5F-200,FUJI | PT012 | PC | 2250.63 | 62 | 3 | 10 | 21-D-4 | mntprog1 | 2018-07-14 |  | VB | SP00 | 822 | 1 | attagons | 2020-10-14 |  | 1002 | V | SPO | 39121606 | 39121606 | 75 | X | [6 empty] | 0 |  | 1 | THB | O |  | 0 | D | 0 |  |  |  |  | Non-Move | Non-Move | Non-Move
389361 | 03 | 75033592800 | FUSE,500 V,800 A,CS5F-800,FUJI | PT012 | PC | 3391.23 | 25 | 2 | 7 | 21-D-2 | mntprog1 | 2018-07-14 |  | VB | SP00 | 822 | 1 | attagons | 2020-10-14 |  | 1002 | V | SPO | 39121606 | 39121606 | 75 | X | [6 empty] | 0 |  | 1 | THB | O |  | 0 | D | 0 |  |  |  |  | Non-Move | Non-Move | Non-Move
389362 | 03 | 75033593002 | FUSE,500 V,2 A,NDZ/GLE16,WEBER | PT012 | PC | 12.73 | 45 | 5 | 57 | 21-D-2 | mntprog1 | 2018-07-14 |  | VB | SP00 | 822 | 1 | attagons | 2020-10-14 |  | 1002 | V | SPO | 39121606 | 39121606 | 75 | X | [6 empty] | 0 |  | 1 | THB | O |  | 0 | D | 0 |  |  |  |  | Non-Move | Non-Move | Non-Move
389363 | 03 | 75033593004 | FUSE,500 V,4 A ,KARLJUNG [5] | PT012 | PC | 18.44 | 17 | 0 | 0 | 21-D-4 | mntprog1 | 2018-07-14 |  | ND | SP00 | 822 | 1 | attagons | 2020-10-14 |  | 1002 | V | SPO | 39121606 | 39121606 | 75 | X | [6 empty] | 0 |  | 1 | THB | O |  | 0 | D | 0 |  |  |  |  | Non-Move | Non-Move | Non-Move
389364 | 03 | 75033593010 | FUSE 2102-15,2-25A,500V,S:0 | PT012 | PC | 83 | 22 | 3 | 10 | 21-C-4 | mntprog1 | 2018-07-14 |  | VB | SP00 | 822 | 1 | attagons | 2020-10-14 |  | 1002 | V | SPO | 39121606 | 39121606 | 75 | X | [6 empty] | 0 |  | 1 | THB | O |  | 0 | D | 0 |  |  |  |  | Non-Move | Non-Move | Non-Move
389365 | 03 | 75033597010 | FUSE'GOULD'10SB, {w} | PT012 | PC | 5000 | 30 | 0 | 6 | 21-C-1 | mntprog1 | 2018-07-14 |  | ND | SP00 | 822 | 1 | mntprog1 | 2020-04-09 | X | 1002 | V | SPO | 39121606 | 39121606 | 75 | X | [6 empty] | 0 |  | 1 | THB | O |  | 0 | D | 0 |  |  |  |  | Non-Move | Non-Move | Non-Move
389366 | 03 | 75033597012 | FUSE,700 VAC,400 A,A70P400 [8] | PT012 | PC | 3620 | 36 | 3 | 6 | 21-C-3 | mntprog1 | 2018-07-14 |  | ND | SP00 | 822 | 1 | mntprog1 | 2020-04-09 | X | 1002 | V | SPO | 39121606 | 39121606 | 75 | X | [6 empty] | 0 |  | 1 | THB | O |  | 0 | D | 0 |  |  |  |  | Non-Move | Non-Move | Non-Move
389367 | 03 | 75033597013 | FUSE'GOULD'SC30303,13, [8] | PT012 | PC | 5000 | 30 | 0 | 2 | 21-C-8 | mntprog1 | 2018-07-14 |  | ND | SP00 | 822 | 1 | attagons | 2020-10-14 | X | 1002 | V | SPO | 39121606 | 39121606 | 75 | X | [6 empty] | 0 |  | 1 | THB | O |  | 0 | D | 0 |  |  |  |  | Non-Move | Non-Move | Non-Move
389368 | 03 | 75033597020 | FUSE,500 V,125 A,SE30301,11 [8] | PT012 | PC | 3048 | 46 | 0 | 5 | 21-C-1 | mntprog1 | 2018-07-14 |  | ND | SP00 | 822 | 1 | attagons | 2020-10-14 | X | 1002 | V | SPO | 39121606 | 39121606 | 75 | X | [6 empty] | 0 |  | 1 | THB | O |  | 0 | D | 0 |  |  |  |  | Non-Move | Non-Move | Non-Move
389369 | 03 | 75033597025 | FUSE,7.2KV,25A,FPC1-6X75,TOSHIBA [8] | PT012 | PC | 7481.5 | 30 | 3 | 6 | 21-B-2 | mntprog1 | 2018-07-14 |  | ND | SP00 | 822 | 1 | attagons | 2020-10-14 | X | 1002 | V | SPO | 39121606 | 39121606 | 75 | X | [6 empty] | 0 |  | 1 | THB | O |  | 0 | D | 0 |  |  |  |  | Non-Move | Non-Move | Non-Move
389370 | 03 | 75033597050 | FUSE,7.2KV,50A,FPC1-6X75,TOSHIBA [8] | PT012 | PC | 13000 | 59 | 0 | 3 | 21-C-1 | mntprog1 | 2018-07-14 |  | ND | SP00 | 822 | 1 | attagons | 2020-10-14 | X | 1002 | V | SPO | 39121606 | 39121606 | 75 | X | [6 empty] | 0 |  | 1 | THB | O |  | 0 | D | 0 |  |  |  |  | Non-Move | Non-Move | Non-Move
389371 | 03 | 75033597200 | FUSE,7.2 KV,200 A,TOSHIBA [8] | PT012 | PC | 36000 | 252 | 0 | 1 | 21-A-3 | mntprog1 | 2018-07-14 |  | ND | SP00 | 822 | 1 | attagons | 2020-10-14 | X | 1002 | V | SPO | 39121606 | 39121606 | 75 | X | [6 empty] | 0 |  | 1 | THB | O |  | 0 | D | 0 |  |  |  |  | Non-Move | Non-Move | Non-Move
389372 | 03 | 75033598226 | FUSE,250 V,260 A,CR2L-260,FUJI | PT012 | PC | 1010 | 49 | 1 | 5 | 21-D-8 | mntprog1 | 2018-07-14 |  | VB | SP00 | 822 | 1 | attagons | 2020-10-14 | X | 1002 | V | SPO | 39121606 | 39121606 | 75 | X | [6 empty] | 0 |  | 1 | THB | O |  | 0 | D | 0 |  |  |  |  | Non-Move | Non-Move | Non-Move
389373 | 03 | 75033598245 | FUSE,250 VAC,450 A,CR2L-450,FUJI {w} | PT012 | PC | 1600 | 30 | 0 | 9 | 21-D-8 | mntprog1 | 2018-07-14 |  | ND | SP00 | 822 | 1 | attagons | 2020-10-14 | X | 1002 | V | SPO | 39121606 | 39121606 | 75 | X | [6 empty] | 0 |  | 1 | THB | O |  | 0 | D | 0 |  |  |  |  | Non-Move | Non-Move | Non-Move
389374 | 03 | 75033598261 | FUSE ,100 A,CR6L-100,FUJI {w} | PT012 | PC | 825.06 | 64 | 0 | 7 | 21-D-7 | mntprog1 | 2018-07-14 |  | ND | SP00 | 822 | 1 | attagons | 2020-10-14 |  | 1002 | V | SPO | 39121606 | 39121606 | 75 | X | [6 empty] | 0 |  | 1 | THB | O |  | 0 | D | 0 |  |  |  |  | Non-Move | Non-Move | Non-Move
389375 | 03 | 75033598265 | FUSE,600 VAC,200 A,CR6L-200,FUJI {w} | PT012 | PC | 1542 | 137 | 0 | 6 | 21-D-8 | mntprog1 | 2018-07-14 |  | ND | SP00 | 822 | 1 | attagons | 2020-10-14 | X | 1002 | V | SPO | 39121606 | 39121606 | 75 | X | [6 empty] | 0 |  | 1 | THB | O |  | 0 | D | 0 |  |  |  |  | Non-Move | Non-Move | Non-Move
389376 | 03 | 75033600006 | FUSE,500 V,6 A ,(5) | PT010 | PC | 5 | 30 | 0 | 1 | 24-C-1 | mntprog1 | 2018-07-14 |  | ND | SP00 | 822 | 1 | attagons | 2020-10-14 |  | 1002 | V | SPO | 39121606 | 39121606 | 75 | X | [6 empty] | 0 |  | 1 | THB | O |  | 0 | D | 0 |  |  |  |  | Non-Move | Non-Move | Non-Move
389377 | 03 | 75033600017 | FUSE,3/7.2 KV,125 A,D-44534,SIBA(5) | PT010 | PC | 9000 | 30 | 3 | 6 | 50-A-4 | mntprog1 | 2018-07-14 |  | ND | SP00 | 822 | 1 | attagons | 2020-10-14 | X | 1002 | V | SPO | 39121606 | 39121606 | 75 | X | [6 empty] | 0 |  | 1 | THB | O |  | 0 | D | 0 |  |  |  |  | Non-Move | Non-Move | Non-Move
389378 | 03 | 75033600020 | FUSE,125,160,?,?,(8) | PT010 | PC | 0.5 | 30 | 0 | 9 | 50-C-8 | mntprog1 | 2018-07-14 |  | ND | SP00 | 822 | 1 | attagons | 2020-10-14 |  | 1002 | V | SPO | 39121606 | 39121606 | 75 | X | [6 empty] | 0 |  | 1 | THB | O |  | 0 | D | 0 |  |  |  |  | Non-Move | Non-Move | Non-Move
389379 | 03 | 75033601349 | FILTER,DRIER AIR CONDITIONER,EK083S | PT010 | PC | 190 | 30 | 2 | 5 | 33-E-6 | mntprog1 | 2018-07-14 |  | VB | SP00 | 837 | 1 | attagons | 2020-10-14 |  | 1002 | V | SPO | 40161500 | 40161500 | 75 | X | [6 empty] | 0 |  | 1 | THB | O |  | 0 | D | 0 |  |  | 75033601349 | 75033601349 | Move | Move | Move
389380 | 03 | 75033602349 | FILTER,DRIER AIR CONDITIONER,EK165S | PT010 | PC | 250 | 90 | 2 | 5 | 33-E-6 | mntprog1 | 2018-07-14 |  | VB | SP00 | 837 | 1 | attagons | 2020-10-14 |  | 1002 | V | SPO | 40161500 | 40161500 | 75 | X | [6 empty] | 0 |  | 1 | THB | O |  | 0 | D | 0 |  |  |  |  | Non-Move | Non-Move | Non-Move
389381 | 03 | 75033603349 | FILTER,DRIER AIR CONDITIONER,EK307S | PT010 | PC | 520 | 30 | 1 | 3 | 33-E-6 | mntprog1 | 2018-07-14 |  | VB | SP00 | 837 | 1 | attagons | 2020-10-14 |  | 1002 | V | SPO | 40161500 | 40161500 | 75 | X | [6 empty] | 0 |  | 1 | THB | O |  | 0 | D | 0 |  |  |  |  | Non-Move | Non-Move | Non-Move
389382 | 03 | 75033627400 | FUSE,700 VAC,400 A,FWP-400A,BUSSMAN | PT011 | PC | 3070.55 | 30 | 6 | 12 | 21-A-5 | mntprog1 | 2018-07-14 |  | VB | SP00 | 811 | 1 | attagons | 2020-10-14 | X | 1002 | V | SPO | 39121606 | 39121606 | 75 | X | [6 empty] | 0 |  | 1 | THB | O |  | 0 | D | 0 |  |  |  |  | Non-Move | Non-Move | Non-Move
389383 | 03 | 75033627500 | FUSE,700,500,FWP-500A,BUSSMAN, {9} | PT011 | PC | 3800 | 52 | 3 | 13 | 21-A-6 | mntprog1 | 2018-07-14 |  | ND | SP00 | 822 | 1 | attagons | 2020-10-14 | X | 1002 | V | SPO | 39121606 | 39121606 | 75 | X | [6 empty] | 0 |  | 1 | THB | O |  | 0 | D | 0 |  |  |  |  | Non-Move | Non-Move | Non-Move
389384 | 03 | 75033627580 | FUSE,800V,800A,3NE3338-8 [5] | PT011 | PC | 1 | 30 | 0 | 7 | 21-C-8 | mntprog1 | 2018-07-14 |  | ND | SP00 | 822 | 1 | attagons | 2020-10-14 | X | 1002 | V | SPO | 39121606 | 39121606 | 75 | X | [6 empty] | 0 |  | 1 | THB | O |  | 0 | D | 0 |  |  |  |  | Non-Move | Non-Move | Non-Move
389385 | 03 | 75033627620 | FUSE,500 VAC,20 A,FCF2-20,FUJI | PT011 | PC | 100 | 35 | 6 | 12 | 21-D-7 | mntprog1 | 2018-07-14 |  | VB | SP00 | 822 | 1 | attagons | 2020-10-14 | X | 1002 | V | SPO | 39121606 | 39121606 | 75 | X | [6 empty] | 0 |  | 1 | THB | O |  | 0 | D | 0 |  |  |  |  | Non-Move | Non-Move | Non-Move
389386 | 03 | 75033627630 | FUSE,500 V,32 A,FCF2-30,FUJI | PT011 | PC | 61.75 | 54 | 6 | 12 | 21-D-5 | mntprog1 | 2018-07-14 |  | VB | SP00 | 822 | 1 | attagons | 2020-10-14 | X | 1002 | V | SPO | 39121606 | 39121606 | 75 | X | [6 empty] | 0 |  | 1 | THB | O |  | 0 | D | 0 |  |  |  |  | Non-Move | Non-Move | Non-Move
389387 | 03 | 75033627800 | FUSE,700VAC,800A,A70P8004,GOULD SHAW [ZN | PT011 | PC | 5972.22 | 80 | 0 | 12 | W1-B-1 | mntprog1 | 2018-07-14 |  | ZN | SP00 | 822 | 1 | mntprog1 | 2021-04-05 | X | 1002 | V | SPO | 39121606 | 39121606 | 75 | X | [6 empty] | 0 |  | 0 | THB | O |  | 0 | D | 0 |  |  |  |  | Non-Move | Non-Move | Non-Move
389388 | 03 | 75033637250 | FUSE,7.2 KV,50 A,OF-6B50,YASKAWA | PT011 | PC | 24310 | 146 | 9 | 12 | 21-B-3 | mntprog1 | 2018-07-14 |  | VB | SP00 | 822 | 1 | attagons | 2020-10-14 | X | 1002 | V | SPO | 39121606 | 39121606 | 75 | X | [6 empty] | 0 |  | 1 | THB | O |  | 0 | D | 0 |  |  |  |  | Non-Move | Non-Move | Non-Move
389389 | 03 | 75033638015 | FUSE,500 V,160 A,3NA3836,SIEMENS | PT011 | PC | 165 | 59 | 1 | 3 | 21-C-3 | mntprog1 | 2018-07-14 |  | VB | SP00 | 822 | 1 | attagons | 2020-10-14 | X | 1002 | V | SPO | 39121606 | 39121606 | 75 | X | [6 empty] | 0 |  | 1 | THB | O |  | 0 | D | 0 |  |  |  |  | Non-Move | Non-Move | Non-Move
389390 | 03 | 75033645080 | FUSE,12 KV,100 A,3GD12163B,SIEMENS [8] | PT011 | PC | 6395.83 | 64 | 0 | 3 | 21-B-2 | mntprog1 | 2018-07-14 |  | ND | SP00 | 822 | 1 | attagons | 2020-10-14 | X | 1002 | V | SPO | 39121606 | 39121606 | 75 | X | [6 empty] | 0 |  | 1 | THB | O |  | 0 | D | 0 |  |  |  |  | Non-Move | Non-Move | Non-Move
389391 | 03 | 75033645100 | FUSE,7.2 KV,100A,3GD1 120-2B,SIEMENS | PT011 | PC | 9600 | 65 | 1 | 2 | 21-B-5 | mntprog1 | 2018-07-14 |  | VB | SP00 | 822 | 1 | attagons | 2020-10-14 | X | 1002 | V | SPO | 39121606 | 39121606 | 75 | X | [6 empty] | 0 |  | 1 | THB | O |  | 0 | D | 0 |  |  |  |  | Non-Move | Non-Move | Non-Move
389392 | 03 | 75033645125 | FUSE,3.6/7.2KV,125A,3GC2148,SIEMENS | PT011 | PC | 22000 | 30 | 3 | 6 | 21-B-6 | mntprog1 | 2018-07-14 |  | VB | SP00 | 822 | 1 | attagons | 2020-10-14 | X | 1002 | V | SPO | 39121606 | 39121606 | 75 | X | [6 empty] | 0 |  | 1 | THB | O |  | 0 | D | 0 |  |  |  |  | Non-Move | Non-Move | Non-Move
389393 | 03 | 75033645203 | FUSEdcs'HITACHI'SMP32,3.2AD:6x12x19mm | PT011 | PC | 1 | 30 | 0 | 1 | 21-C-6 | mntprog1 | 2018-07-14 |  | VB | SP00 | 822 | 1 | attagons | 2020-10-14 | X | 1002 | V | SPO | 39121606 | 39121606 | 75 | X | [6 empty] | 0 |  | 1 | THB | O |  | 0 | D | 0 |  |  |  |  | Non-Move | Non-Move | Non-Move
389394 | 03 | 75033651306 | FUSE,125 VAC,5 A,A1306EF,YOKOGAWA | PT011 | PC | 79.77 | 30 | 5 | 10 | 21-A-6 | mntprog1 | 2018-07-14 |  | VB | SP00 | 822 | 1 | attagons | 2020-10-14 | X | 1002 | V | SPO | 39121606 | 39121606 | 75 | X | [6 empty] | 0 |  | 1 | THB | O |  | 0 | D | 0 |  |  |  |  | Non-Move | Non-Move | Non-Move
389395 | 03 | 75033651321 | FUSE,125 VAC,10 A,A1321EF,YOKOGAWA | PT011 | PC | 787.5 | 30 | 5 | 10 | 21-A-6 | mntprog1 | 2018-07-14 |  | VB | SP00 | 822 | 1 | attagons | 2020-10-14 | X | 1002 | V | SPO | 39121606 | 39121606 | 75 | X | [6 empty] | 0 |  | 1 | THB | O |  | 0 | D | 0 |  |  |  |  | Non-Move | Non-Move | Non-Move
389396 | 03 | 75033651505 | FUSE,500 V,160 A,3NA3136,SIEMENS | PT011 | PC | 323.75 | 30 | 3 | 9 | 21-C-2 | mntprog1 | 2018-07-14 |  | VB | SP00 | 822 | 1 | attagons | 2020-10-14 | X | 1002 | V | SPO | 39121606 | 39121606 | 75 | X | [6 empty] | 0 |  | 1 | THB | O |  | 0 | D | 0 |  |  |  |  | Non-Move | Non-Move | Non-Move
389397 | 03 | 75033656120 | FAN STAGE C74451-A1629-A1,?,(8) | PT010 | PC | 24150.38 | 0 | 0 | 1 | 49-B-5 | mntprog1 | 2018-07-14 |  | ND | SP00 |  | 1 | attagons | 2020-10-14 |  | 1002 | V | SPO | 39120000 | 39120000 | 75 | X | [6 empty] | 0 |  | 1 | THB | O |  | 0 | D | 0 |  |  |  |  | Non-Move | Non-Move | Non-Move
389398 | 03 | 75033660050 | FUSE,SEMICON,170M1564 "BUSSMANN",50 A | PT011 | ST | 1077.78 | 60 | 6 | 18 | 21-E-8 | mntprog1 | 2018-07-14 |  | VB | SP00 | 822 | 1 | attagons | 2020-10-14 | X | 1002 | V | SPO | 39121628 | 39121628 | 75 | X | [6 empty] | 0 |  | 1 | THB | O |  | 0 | D | 0 |  |  |  |  | Non-Move | Non-Move | Non-Move
389399 | 03 | 75033660063 | FUSE,SEMICON,170M1565 "BUSSMANN",63 A | PT011 | ST | 839.11 | 60 | 6 | 9 | 21-E-8 | mntprog1 | 2018-07-14 |  | VB | SP00 | 811 | 1 | attagons | 2020-10-14 | X | 1002 | V | SPO | 39121628 | 39121628 | 75 | X | [6 empty] | 0 |  | 1 | THB | O |  | 0 | D | 0 |  |  |  |  | Non-Move | Non-Move | Non-Move
389400 | 03 | 75033660100 | FUSE,SEMICON,170M1567 "BUSSMANN",100 A | PT011 | ST | 1153.33 | 60 | 3 | 6 | 21-C-8 | mntprog1 | 2018-07-14 |  | VB | SP00 | 811 | 1 | attagons | 2020-10-14 | X | 1002 | V | SPO | 39121628 | 39121628 | 75 | X | [6 empty] | 0 |  | 1 | THB | O |  | 0 | D | 0 |  |  |  |  | Non-Move | Non-Move | Non-Move
389401 | 03 | 75033660125 | FUSE,SEMICON,170M1568 "BUSSMANN",125A [5 | PT011 | ST | 1050 | 65 | 3 | 6 | 21-C-8 | mntprog1 | 2018-07-14 |  | ND | SP00 | 822 | 1 | attagons | 2020-10-14 | X | 1002 | V | SPO | 39121628 | 39121628 | 75 | X | [6 empty] | 0 |  | 1 | THB | O |  | 0 | D | 0 |  |  |  |  | Non-Move | Non-Move | Non-Move
389402 | 03 | 75033660200 | FUSE,SEMICON,170M3815 "BUSSMANN",200 A | PT011 | ST | 2332.5 | 60 | 3 | 6 | 21-C-8 | mntprog1 | 2018-07-14 |  | VB | SP00 | 822 | 1 | attagons | 2020-10-14 | X | 1002 | V | SPO | 39121628 | 39121628 | 75 | X | [6 empty] | 0 |  | 1 | THB | O |  | 0 | D | 0 |  |  |  |  | Non-Move | Non-Move | Non-Move
389403 | 03 | 75033660315 | FUSE,SEMICON,170M3817 "BUSSMANN",315 A | PT011 | ST | 2121 | 60 | 5 | 9 | 21-E-8 | mntprog1 | 2018-07-14 |  | VB | SP00 | 811 | 1 | attagons | 2020-10-14 | X | 1002 | V | SPO | 39121628 | 39121628 | 75 | X | [6 empty] | 0 |  | 1 | THB | O |  | 0 | D | 0 |  |  |  |  | Non-Move | Non-Move | Non-Move
389404 | 03 | 75033660500 | FUSE,SEMICON,170M5810 "BUSSMANN",500 A | PT011 | ST | 3289.56 | 60 | 3 | 9 | 21-E-7 | mntprog1 | 2018-07-14 |  | VB | SP00 | 822 | 1 | attagons | 2020-10-14 | X | 1002 | V | SPO | 39121628 | 39121628 | 75 | X | [6 empty] | 0 |  | 1 | THB | O |  | 0 | D | 0 |  |  |  |  | Non-Move | Non-Move | Non-Move
389405 | 03 | 75033660700 | FUSE,SEMICON,170M6811 "BUSSMANN",700A | PT011 | ST | 2500.5 | 45 | 3 | 6 | 21-E-7 | mntprog1 | 2018-07-14 |  | VB | SP00 | 811 | 1 | attagons | 2020-10-14 |  | 1002 | V | SPO | 39121628 | 39121628 | 75 | X | [6 empty] | 0 |  | 1 | THB | O |  | 0 | D | 0 |  |  |  |  | Non-Move | Non-Move | Non-Move
389406 | 03 | 75033660900 | FUSE,SEMICON,170M6813 "BUSSMANN",900 A | PT011 | ST | 5623.2 | 60 | 6 | 9 | 21-E-6 | mntprog1 | 2018-07-14 |  | VB | SP00 | 811 | 1 | attagons | 2020-10-14 | X | 1002 | V | SPO | 39121628 | 39121628 | 75 | X | [6 empty] | 0 |  | 1 | THB | O |  | 0 | D | 0 |  |  |  |  | Non-Move | Non-Move | Non-Move
389407 | 03 | 75033660901 | FUSE,SEMICON,170M6163 "BUSSMANN",900A | PT011 | ST | 5530 | 60 | 1 | 2 | 21-E-6 | mntprog1 | 2018-07-14 |  | VB | SP00 | 811 | 1 | attagons | 2020-10-14 | X | 1002 | V | SPO | 39121628 | 39121628 | 75 | X | [6 empty] | 0 |  | 1 | THB | O |  | 0 | D | 0 |  |  |  |  | Non-Move | Non-Move | Non-Move
389408 | 03 | 75033661250 | FUSE,SEMICON,170M6166 "BUSSMANN",1250 A | PT011 | ST | 5066.78 | 60 | 3 | 9 | 21-E-5 | mntprog1 | 2018-07-14 |  | VB | SP00 | 822 | 1 | attagons | 2020-10-14 | X | 1002 | V | SPO | 39121628 | 39121628 | 75 | X | [6 empty] | 0 |  | 1 | THB | O |  | 0 | D | 0 |  |  |  |  | Non-Move | Non-Move | Non-Move
389409 | 03 | 75033661600 | FUSE,SEMICON,170M6169 "BUSSMANN",1600 A | PT011 | ST | 1 | 60 | 0 | 4 | 21-E-5 | mntprog1 | 2018-07-14 |  | VB | SP00 | 822 | 1 | attagons | 2020-10-14 | X | 1002 | V | SPO | 39121628 | 39121628 | 75 | X | [6 empty] | 0 |  | 1 | THB | O |  | 0 | D | 0 |  |  |  |  | Non-Move | Non-Move | Non-Move
389410 | 03 | 75033670122 | FUSE,7.2KV,315A,3GA2 122,SIEMENS | PT010 | PC | 11340 | 0 | 5 | 10 | 50-A-7 | mntprog1 | 2018-07-14 |  | ZN | SP00 | 822 | 1 | attagons | 2020-10-14 | X | 1002 | V | SPO | 39121606 | 39121606 | 75 | X | [6 empty] | 0 |  | 1 | THB | O |  | 0 | D | 0 |  |  |  |  | Non-Move | Non-Move | Non-Move
389411 | 03 | 75033703182 | FUSE,250V,5A,W79054N1011M400,SIEMENS | PT010 | PC | 18.16 | 0 | 0 | 0 | 76-B-7 | mntprog1 | 2018-07-14 |  | ND | SP00 | 822 | 1 | attagons | 2020-10-14 |  | 1002 | V | SPO | 39121606 | 39121606 | 75 | X | [6 empty] | 0 |  | 1 | THB | O |  | 0 | D | 0 |  |  |  |  | Non-Move | Non-Move | Non-Move
389412 | 03 | 75033705163 | FUSE,380V,16A,LINDNER,LINDNER(5) | PT010 | PC | 26.25 | 0 | 50 | 100 | 50-C-8 | mntprog1 | 2018-07-14 |  | ND | SP00 | 822 | 1 | attagons | 2020-10-14 | X | 1002 | V | SPO | 39121606 | 39121606 | 75 | X | [6 empty] | 0 |  | 1 | THB | O |  | 0 | D | 0 |  |  |  |  | Non-Move | Non-Move | Non-Move
389413 | 03 | 75033706148 | FUSE,250V,5A,3GC2148,ABB(5) | PT010 | PC | 3797.79 | 0 | 0 | 12 | 50-A-6 | mntprog1 | 2018-07-14 |  | ND | SP00 | 822 | 1 | attagons | 2020-10-14 | X | 1002 | V | SPO | 39121606 | 39121606 | 75 | X | [6 empty] | 0 |  | 1 | THB | O |  | 0 | D | 0 |  |  |  |  | Non-Move | Non-Move | Non-Move
389414 | 03 | 75033738202 | GASKET 11x15x2mm,MAT.PTFE,V.I.B [wo] | PT011 | PC | 1 | 30 | 55 | 110 | W-36-C-7 | mntprog1 | 2018-07-14 |  | ZN | SP00 | 838 | 1 | mntprog1 | 2020-01-20 | X | 1002 | V | SPO | 31181501 | 31181501 | 75 | X | [6 empty] | 0 |  | 0 | THB | O |  | 0 | D | 0 |  |  |  |  | Non-Move | Non-Move | Non-Move
389415 | 03 | 75033738266 | GASKET ,NEOPRENE RUBBER [9] | PT011 | PC | 160.43 | 86 | 1 | 3 | 70-D-1 | mntprog1 | 2018-07-14 |  | ND | SP00 | 838 | 1 | attagons | 2020-10-14 | X | 1002 | V | SPO | 31181500 | 31181500 | 75 | X | [6 empty] | 0 |  | 1 | THB | O |  | 0 | D | 0 |  |  |  |  | Non-Move | Non-Move | Non-Move
389416 | 03 | 75033743222 | GEAR MOTOR,B24222,EMO III | PT011 | PC | 103204.6 | 66 | 0 | 1 | 22-B-3 | mntprog1 | 2018-07-14 |  | VB | SP00 | 846 | 1 | attagons | 2020-10-14 |  | 1002 | V | SPO | 20101617 | 20101617 | 75 | X | [6 empty] | 0 |  | 1 | THB | O |  | 0 | D | 0 |  |  |  |  | Non-Move | Non-Move | Non-Move
389417 | 03 | 75033750100 | SW,PUSH BUTTON,ABN110 B,30 MM,IDEC | PT011 | PC | 182.4 | 81 | 1 | 3 | 29-A-6 | mntprog1 | 2018-07-14 |  | VB | SP00 | 814 | 1 | attagons | 2020-10-14 |  | 1002 | V | SPO | 39121512 | 39121512 | 75 | X | [6 empty] | 0 |  | 1 | THB | O |  | 0 | D | 0 |  |  |  |  | Non-Move | Non-Move | Non-Move
389418 | 03 | 75033750104 | SW,PUSH BUTTON,AON2F10B,30 MM,IDEC | PT011 | PC | 522.44 | 123 | 1 | 3 | 29-A-7 | mntprog1 | 2018-07-14 |  | VB | SP00 | 814 | 1 | attagons | 2020-10-14 | X | 1002 | V | SPO | 39121512 | 39121512 | 75 | X | [6 empty] | 0 |  | 1 | THB | O |  | 0 | D | 0 |  |  |  |  | Non-Move | Non-Move | Non-Move
389419 | 03 | 75033750106 | SW,PUSH BUTTON,ALN2F611 R,30 MM, àÅÔ¡[9] | PT011 | PC | 629 | 65 | 0 | 0 | 29-A-6 | mntprog1 | 2018-07-14 |  | ND | SP00 | 814 | 1 | attagons | 2020-10-14 | X | 1002 | V | SPO | 39121512 | 39121512 | 75 | X | [6 empty] | 0 |  | 1 | THB | O |  | 0 | D | 0 |  |  |  |  | Non-Move | Non-Move | Non-Move
389420 | 03 | 75033750107 | SW,PUSH BUTTON,ALN2G611 R,30 MM,IDEC [5] | PT011 | PC | 584.6 | 100 | 0 | 1 | 29-A-6 | mntprog1 | 2018-07-14 |  | ND | SP00 | 814 | 1 | attagons | 2020-10-14 |  | 1002 | V | SPO | 39121512 | 39121512 | 75 | X | [6 empty] | 0 |  | 1 | THB | O |  | 0 | D | 0 |  |  |  |  | Non-Move | Non-Move | Non-Move
389421 | 03 | 75033750109 | PILOT LAMP,220 VAC,APN 128W,WHITE,IDEC | PT011 | PC | 539.6 | 123 | 1 | 3 | 29-A-7 | mntprog1 | 2018-07-14 |  | VB | SP00 | 822 | 1 | attagons | 2020-10-14 |  | 1002 | V | SPO | 39121534 | 39121534 | 75 | X | [6 empty] | 0 |  | 1 | THB | O |  | 0 | D | 0 |  |  |  |  | Non-Move | Non-Move | Non-Move
389422 | 03 | 75033753422 | CONTACTOR,3TB-4322-OXPO,SIEMENS | PT011 | PC | 1080 | 62 | 1 | 3 | 26-C-7 | mntprog1 | 2018-07-14 |  | VB | SP00 | 822 | 1 | attagons | 2020-10-14 | X | 1002 | V | SPO | 39121529 | 39121529 | 75 | X | [6 empty] | 0 |  | 1 | THB | O |  | 0 | D | 0 |  |  |  |  | Non-Move | Non-Move | Non-Move
389423 | 03 | 75033803060 | HEAT EQUIP,HEATER HOT OIL,120 KW,380 V | PT012 | PC | 600000 | 139 | 0 | 1 | 2ND-2 | mntprog1 | 2018-07-14 |  | VB | SP00 | 806 | 1 | attagons | 2020-10-14 |  | 1002 | V | SPO | 40101800 | 40101800 | 75 | X | [6 empty] | 0 |  | 1 | THB | O |  | 0 | D | 0 |  |  |  |  | Non-Move | Non-Move | Non-Move
389424 | 03 | 75033958020 | CONTACTOR,STYLE 276-A-541-G01 ,(5) | PT010 | ST | 3800 | 30 | 0 | 1 | 49-D-4 | mntprog1 | 2018-07-14 |  | ND | SP00 | 822 | 1 | attagons | 2020-10-14 |  | 1002 | V | SPO | 39121529 | 39121529 | 75 | X | [6 empty] | 0 |  | 1 | THB | O |  | 0 | D | 0 |  |  |  |  | Non-Move | Non-Move | Non-Move
389425 | 03 | 75033960005 | HEAT EQUIP,ELEMENT,2200W,220V | PT010 | PC | 3026 | 30 | 0 | 3 | 49-B-6 | mntprog1 | 2018-07-14 |  | ND | SP00 | 806 | 1 | attagons | 2020-10-14 |  | 1002 | V | SPO | 40101800 | 40101800 | 75 | X | [6 empty] | 0 |  | 1 | THB | O |  | 0 | D | 0 |  |  |  |  | Non-Move | Non-Move | Non-Move
389426 | 03 | 75033960022 | MOTOR,BRUSH HOLDER,0801002-S-2,YASKApm3 | PT010 | PC | 380.25 | 30 | 0 | 1 | 49-C-8 | mntprog1 | 2018-07-14 |  | ND | SP00 | 821 | 1 | mntprog1 | 2021-06-08 |  | 1002 | V | SPO | 26101400 | 26101400 | 75 | X | [6 empty] | 0 |  | 1 | THB | O |  | 0 | D | 0 |  |  |  |  | Non-Move | Non-Move | Non-Move
389427 | 03 | 75033960030 | MOTOR,BRUSH HOLDER,P637789,HITACHI [5] | PT011 | PC | 768.75 | 139 | 0 | 7 | 25-C-1 | mntprog1 | 2018-07-14 |  | ND | SP00 | 821 | 1 | mntprog1 | 2020-11-13 | X | 1002 | V | SPO | 26101400 | 26101400 | 75 | X | [6 empty] | 0 |  | 1 | THB | O |  | 0 | D | 0 |  |  |  |  | Non-Move | Non-Move | Non-Move
389428 | 03 | 75033960031 | MOTOR,BRUSH HOLDER,P115119A,HITACHI [N] | PT011 | PC | 2827.14 | 30 | 0 | 7 | 25-C-1 | mntprog1 | 2018-07-14 |  | ND | SP00 | 821 | 1 | attagons | 2020-10-14 |  | 1002 | V | SPO | 26101400 | 26101400 | 75 | X | [6 empty] | 0 |  | 1 | THB | O |  | 0 | D | 0 |  |  |  |  | Non-Move | Non-Move | Non-Move
389429 | 03 | 75033960032 | MOTOR,BRUSH HOLDER,P8300052,HITACHI | PT011 | PC | 4000 | 183 | 6 | 12 | 25-C-1 | mntprog1 | 2018-07-14 |  | VB | SP00 | 821 | 1 | attagons | 2020-10-14 |  | 1002 | V | SPO | 26101400 | 26101400 | 75 | X | [6 empty] | 0 |  | 1 | THB | O |  | 0 | D | 0 |  |  |  |  | Non-Move | Non-Move | Non-Move
389430 | 03 | 75033960033 | MOTOR,BRUSH HOLDER,P637788,YASKAWA [5] | PT011 | PC | 2990 | 182 | 0 | 9 | 25-C-2 | mntprog1 | 2018-07-14 |  | ND | SP00 | 821 | 1 | mntprog1 | 2021-05-06 | X | 1002 | V | SPO | 26101400 | 26101400 | 75 | X | [6 empty] | 0 |  | 1 | THB | O |  | 0 | D | 0 |  |  |  |  | Non-Move | Non-Move | Non-Move
389431 | 03 | 75033960034 | MOTOR,BRUSH HOLDER,P83000053,YASKAWA | PT011 | PC | 3600 | 149 | 5 | 12 | 25-C-3 | mntprog1 | 2018-07-14 |  | VB | SP00 | 821 | 1 | attagons | 2020-10-14 |  | 1002 | V | SPO | 26101400 | 26101400 | 75 | X | [6 empty] | 0 |  | 1 | THB | O |  | 0 | D | 0 |  |  |  |  | Non-Move | Non-Move | Non-Move
389432 | 03 | 75033960035 | MOTOR,BRUSH HOLDER,P83100827A,HITACHI | PT011 | PC | 1957.54 | 136 | 4 | 8 | 25-C-4 | mntprog1 | 2018-07-14 |  | VB | SP00 | 821 | 1 | attagons | 2020-10-14 | X | 1002 | V | SPO | 26101400 | 26101400 | 75 | X | [6 empty] | 0 |  | 1 | THB | O |  | 0 | D | 0 |  |  |  |  | Non-Move | Non-Move | Non-Move
389433 | 03 | 75033960036 | MOTOR,BRUSH HOLDER,P637791,HITACHI | PT011 | PC | 21000 | 147 | 2 | 6 | 25-C-5 | mntprog1 | 2018-07-14 |  | VB | SP00 | 821 | 1 | attagons | 2020-10-14 | X | 1002 | V | SPO | 26101400 | 26101400 | 75 | X | [6 empty] | 0 |  | 1 | THB | O |  | 0 | D | 0 |  |  |  |  | Non-Move | Non-Move | Non-Move
389434 | 03 | 75033960038 | MOTOR,BRUSH HOLDER,P84160221-1GH1302 | PT011 | PC | 8661.95 | 105 | 2 | 6 | 25-C-6 | mntprog1 | 2018-07-14 |  | VB | SP00 | 821 | 1 | attagons | 2020-10-14 | X | 1002 | V | SPO | 26101400 | 26101400 | 75 | X | [6 empty] | 0 |  | 1 | THB | O |  | 0 | D | 0 |  |  |  |  | Non-Move | Non-Move | Non-Move
389435 | 03 | 75033960040 | MOTOR,BRUSH HOLDER,P74160582-1GH1302 | PT011 | PC | 1923.71 | 277 | 4 | 8 | 25-C-5 | mntprog1 | 2018-07-14 |  | VB | SP00 | 821 | 1 | attagons | 2020-10-14 | X | 1002 | V | SPO | 26101400 | 26101400 | 75 | X | [6 empty] | 0 |  | 1 | THB | O |  | 0 | D | 0 |  |  |  |  | Non-Move | Non-Move | Non-Move
389436 | 03 | 75033960045 | MOTOR,BRUSH HOLDER,P64112470-7GH1302 [N] | PT011 | PC | 6648.74 | 246 | 0 | 70 | 25-C-7 | mntprog1 | 2018-07-14 |  | ND | SP00 | 821 | 1 | attagons | 2020-10-14 | X | 1002 | V | SPO | 26101400 | 26101400 | 75 | X | [6 empty] | 0 |  | 1 | THB | O |  | 0 | D | 0 |  |  |  |  | Non-Move | Non-Move | Non-Move
389437 | 03 | 75033960100 | HOLDERfuse'FUJI'AFaC,30A600V | PT010 | PC | 291.73 | 30 | 5 | 15 | 50-C-8 | mntprog1 | 2018-07-14 |  | ND | SP00 | 822 | 1 | attagons | 2020-10-14 |  | 1002 | V | SPO | 39121624 | 39121624 | 75 | X | [6 empty] | 0 |  | 1 | THB | O |  | 0 | D | 0 |  |  |  |  | Non-Move | Non-Move | Non-Move
389438 | 03 | 75033962010 | MOTOR,BRUSH HOLDER,706364-11AA, {wo} | PT012 | PC | 3350 | 30 | 0 | 3 | 31-C-5 | mntprog1 | 2018-07-14 |  | ND | SP00 | 821 | 1 | attagons | 2020-10-14 | X | 1002 | V | SPO | 26101400 | 26101400 | 75 | X | [6 empty] | 0 |  | 1 | THB | O |  | 0 | D | 0 |  |  |  |  | Non-Move | Non-Move | Non-Move
389439 | 03 | 75033962015 | MOTOR,BRUSH HOLDER,706364-11AA {wo} | PT012 | PC | 4100 | 110 | 4 | 8 | 31-C-5 | mntprog1 | 2018-07-14 |  | ND | SP00 | 821 | 1 | attagons | 2020-10-14 | X | 1002 | V | SPO | 26101400 | 26101400 | 75 | X | [6 empty] | 0 |  | 1 | THB | O |  | 0 | D | 0 |  |  |  |  | Non-Move | Non-Move | Non-Move
389440 | 03 | 75033962020 | MOTOR,BRUSH HOLDER,706364-11RBA,RELIA [8 | PT012 | PC | 9600 | 30 | 0 | 3 | 31-C-5 | mntprog1 | 2018-07-14 |  | ND | SP00 | 821 | 1 | attagons | 2020-10-14 | X | 1002 | V | SPO | 26101400 | 26101400 | 75 | X | [6 empty] | 0 |  | 1 | THB | O |  | 0 | D | 0 |  |  |  |  | Non-Move | Non-Move | Non-Move
389441 | 03 | 75033962025 | MOTOR,BRUSH HOLDER,706364-51F {wo} | PT012 | PC | 6400 | 90 | 2 | 8 | 31-C-6 | mntprog1 | 2018-07-14 |  | ND | SP00 | 821 | 1 | attagons | 2020-10-14 | X | 1002 | V | SPO | 26101400 | 26101400 | 75 | X | [6 empty] | 0 |  | 1 | THB | O |  | 0 | D | 0 |  |  |  |  | Non-Move | Non-Move | Non-Move
389442 | 03 | 75033962030 | MOTOR,BRUSH HOLDER,706364-11G,RELIANCE | PT012 | PC | 8020 | 111 | 2 | 8 | 31-E-7 | mntprog1 | 2018-07-14 |  | VB | SP00 | 821 | 1 | attagons | 2020-10-14 | X | 1002 | V | SPO | 26101400 | 26101400 | 75 | X | [6 empty] | 0 |  | 1 | THB | O |  | 0 | D | 0 |  |  |  |  | Non-Move | Non-Move | Non-Move
389443 | 03 | 75033962035 | MOTOR,BRUSH HOLDER,706364-12RD,RELIA [8] | PT012 | PC | 9000 | 30 | 2 | 4 | 31-C-6 | mntprog1 | 2018-07-14 |  | ND | SP00 | 821 | 1 | attagons | 2020-10-14 | X | 1002 | V | SPO | 26101400 | 26101400 | 75 | X | [6 empty] | 0 |  | 1 | THB | O |  | 0 | D | 0 |  |  |  |  | Non-Move | Non-Move | Non-Move
389444 | 03 | 75033962040 | MOTOR,BRUSH HOLDER,706364-52RL {9},{9} | PT012 | PC | 11820 | 90 | 0 | 1 | 31-C-6 | mntprog1 | 2018-07-14 |  | ND | SP00 | 821 | 1 | attagons | 2020-10-14 | X | 1002 | V | SPO | 26101400 | 26101400 | 75 | X | [6 empty] | 0 |  | 1 | THB | O |  | 0 | D | 0 |  |  |  |  | Non-Move | Non-Move | Non-Move
389445 | 03 | 75033962045 | MOTOR,BRUSH HOLDER,706364-51AA, {wo} | PT012 | PC | 2795 | 93 | 0 | 4 | 31-C-7 | mntprog1 | 2018-07-14 |  | ND | SP00 | 821 | 1 | attagons | 2020-10-14 | X | 1002 | V | SPO | 26101400 | 26101400 | 75 | X | [6 empty] | 0 |  | 1 | THB | O |  | 0 | D | 0 |  |  |  |  | Non-Move | Non-Move | Non-Move
389446 | 03 | 75033962050 | MOTOR,BRUSH HOLDER,706364-51RAA,RELIA [8 | PT012 | PC | 2370.28 | 75 | 2 | 16 | 31-C-7 | mntprog1 | 2018-07-14 |  | ND | SP00 | 821 | 1 | attagons | 2020-10-14 | X | 1002 | V | SPO | 26101400 | 26101400 | 75 | X | [6 empty] | 0 |  | 1 | THB | O |  | 0 | D | 0 |  |  |  |  | Non-Move | Non-Move | Non-Move
389447 | 03 | 75033962055 | MOTOR,BRUSH HOLDER,706364-51RBA,RELIA [8 | PT012 | PC | 3177.22 | 115 | 0 | 6 | 31-C-7 | mntprog1 | 2018-07-14 |  | ND | SP00 | 821 | 1 | attagons | 2020-10-14 | X | 1002 | V | SPO | 26101400 | 26101400 | 75 | X | [6 empty] | 0 |  | 1 | THB | O |  | 0 | D | 0 |  |  |  |  | Non-Move | Non-Move | Non-Move
389448 | 03 | 75033962065 | MOTOR,BRUSH HOLDER,706364-51G,RELI [8] | PT012 | PC | 4992.5 | 65 | 2 | 4 | 31-E-6 | mntprog1 | 2018-07-14 |  | ND | SP00 | 821 | 1 | attagons | 2020-10-14 | X | 1002 | V | SPO | 26101400 | 26101400 | 75 | X | [6 empty] | 0 |  | 1 | THB | O |  | 0 | D | 0 |  |  |  |  | Non-Move | Non-Move | Non-Move
389449 | 03 | 75033962070 | MOTOR,BRUSH HOLDER,706364-52RD,RELI [8] | PT012 | PC | 5575.87 | 78 | 2 | 4 | 31-E-5 | mntprog1 | 2018-07-14 |  | ND | SP00 | 821 | 1 | attagons | 2020-10-14 | X | 1002 | V | SPO | 26101400 | 26101400 | 75 | X | [6 empty] | 0 |  | 1 | THB | O |  | 0 | D | 0 |  |  |  |  | Non-Move | Non-Move | Non-Move
389450 | 03 | 75033962075 | MOTOR,BRUSH HOLDER,706364-52RC {wo} | PT012 | PC | 5100 | 100 | 0 | 3 | 31-E-5 | mntprog1 | 2018-07-14 |  | ND | SP00 | 821 | 1 | attagons | 2020-10-14 | X | 1002 | V | SPO | 26101400 | 26101400 | 75 | X | [6 empty] | 0 |  | 1 | THB | O |  | 0 | D | 0 |  |  |  |  | Non-Move | Non-Move | Non-Move
389451 | 03 | 75033962080 | MOTOR,BRUSH HOLDER,706364-52RE,RELI [8] | PT012 | PC | 6450 | 65 | 2 | 4 | 31-E-5 | mntprog1 | 2018-07-14 |  | ND | SP00 | 821 | 1 | attagons | 2020-10-14 | X | 1002 | V | SPO | 26101400 | 26101400 | 75 | X | [6 empty] | 0 |  | 1 | THB | O |  | 0 | D | 0 |  |  |  |  | Non-Move | Non-Move | Non-Move
389452 | 03 | 75033962085 | MOTOR,BRUSH HOLDER,706364-52RF {wo} | PT012 | PC | 5607.5 | 38 | 0 | 3 | 31-E-6 | mntprog1 | 2018-07-14 |  | ND | SP00 | 821 | 1 | attagons | 2020-10-14 | X | 1002 | V | SPO | 26101400 | 26101400 | 75 | X | [6 empty] | 0 |  | 1 | THB | O |  | 0 | D | 0 |  |  |  |  | Non-Move | Non-Move | Non-Move
389453 | 03 | 75033964870 | CARBON BRUSH,VAHLE,SKN 4/40-1 HS3 | PT011 | ST | 15189.5 | 0 | 1 | 2 | 25-B-4 | mntprog1 | 2018-07-14 |  | VB | SP00 | 845 | 1 | attagons | 2020-10-14 |  | 1002 | V | SPO | 26101404 | 26101404 | 75 | X | [6 empty] | 0 |  | 1 | THB | O |  | 0 | D | 0 |  |  |  |  | Non-Move | Non-Move | Non-Move
389454 | 03 | 75033965902 | HOLDER'SIEMENS'3SB19021A,wwt [8] | PT011 | PC | 39.69 | 74 | 0 | 0 | 29-A-7 | mntprog1 | 2018-07-14 |  | ND | SP00 |  | 1 | mntprog1 | 2020-04-23 | X | 1002 | V | SPO | 39120000 | 39120000 | 75 | X | [6 empty] | 0 |  | 1 | THB | O |  | 0 | D | 0 |  |  |  |  | Non-Move | Non-Move | Non-Move
389455 | 03 | 75033966957 | 37LDER CAP PRIFILTER ENDA613, PB15 [8] | PT011 | ST | 9250 | 46 | 0 | 1 | 34-C-6 | mntprog1 | 2018-07-14 |  | ND | SP00 | 847 | 1 | mntprog1 | 2021-01-22 | X | 1002 | V | SPO | 23150000 | 23150000 | 75 | X | [6 empty] | 0 |  | 0 | THB | O |  | 0 | D | 0 |  |  |  |  | Non-Move | Non-Move | Non-Move
389456 | 03 | 75033968011 | BEARING HOUSING REAR 316STST,EMOIII | PT011 | PC | 50318.26 | 75 | 0 | 1 | 22-B-3 | mntprog1 | 2018-07-14 |  | VB | SP00 | 825 | 1 | attagons | 2020-10-14 |  | 1002 | V | SPO | 23150000 | 23150000 | 75 | X | [6 empty] | 0 |  | 1 | THB | O |  | 0 | D | 0 |  |  |  |  | Non-Move | Non-Move | Non-Move
389457 | 03 | 75033986010 | SW,PROXI,1A-2010-ABOA,EFECTOR [5] | PT011 | PC | 2071.25 | 49 | 1 | 2 | 24-D-5 | mntprog1 | 2018-07-14 |  | ND | SP00 | 814 | 1 | attagons | 2020-10-14 |  | 1002 | V | SPO | 39121550 | 39121550 | 75 | X | [6 empty] | 0 |  | 1 | THB | O |  | 0 | D | 0 |  |  |  |  | Non-Move | Non-Move | Non-Move
389458 | 03 | 75033991487 | PCB,I/F UNIT,191487,CLEANER OY [ZN] | PT011 | PC | 1 | 30 | 0 | 1 | W5-B-4 | mntprog1 | 2018-07-14 |  | ZN | SP00 |  | 1 | mntprog1 | 2021-04-05 | X | 1002 | V | SPO | 32101513 | 32101513 | 75 | X | [6 empty] | 0 |  | 0 | THB | O |  | 0 | D | 0 |  |  |  |  | Non-Move | Non-Move | Non-Move
389459 | 03 | 75033993330 | INVERTER,UNIT,ACS150-01E-02A4-2,ABB | PT011 | UT | 4000 | 30 | 0 | 1 | 75-C-5 | mntprog1 | 2018-07-14 |  | VB | SP00 | 821 | 1 | attagons | 2020-10-14 |  | 1002 | V | SPO | 39122001 | 39122001 | 75 | X | [6 empty] | 0 |  | 1 | THB | O |  | 0 | D | 0 |  |  |  |  | Non-Move | Non-Move | Non-Move
389460 | 03 | 75033993407 | INVERTER,UNIT,CIMR-G7A45P5,5.5KW380V | PT011 | PC | 22625 | 30 | 1 | 2 | 76-B-6 | mntprog1 | 2018-07-14 |  | VB | SP00 | 821 | 1 | mntprog1 | 2021-01-25 |  | 1002 | V | SPO | 39122001 | 39122001 | 75 | X | [6 empty] | 0 |  | 1 | THB | O |  | 0 | D | 0 |  |  |  |  | Non-Move | Non-Move | Non-Move
389461 | 03 | 75033993520 | INVERTER,UNIT,CIMR-G7A2015,YASKAWA | PT011 | PC | 50500.63 | 0 | 1 | 2 | 76-B-2 | mntprog1 | 2018-07-14 |  | VB | SP00 | 821 | 1 | attagons | 2020-10-14 |  | 1002 | V | SPO | 39122001 | 39122001 | 75 | X | [6 empty] | 0 |  | 1 | THB | O |  | 0 | D | 0 |  |  |  |  | Non-Move | Non-Move | Non-Move
389462 | 03 | 75033995610 | LAMP,HALOGEN,QCS 'METSO' A416100 [ZN] | PT011 | ST | 23886 | 91 | 0 | 1 | W5-1-E-2 | mntprog1 | 2018-07-14 |  | ZN | SP00 | 811 | 1 | mntprog1 | 2021-04-05 | X | 1002 | V | SPO | 39101601 | 39101601 | 75 | X | [6 empty] | 0 |  | 0 | THB | O |  | 0 | D | 0 |  |  |  |  | Non-Move | Non-Move | Non-Move
389463 | 03 | 75034000520 | PCB,CARD DRIVE AMP,JBAM -D020, {ZN} | PT011 | PC | 169000 | 331 | 0 | 1 | W5-1-C-4 | mntprog1 | 2018-07-14 |  | ZN | SP00 | 824 | 1 | mntprog1 | 2021-04-05 |  | 1002 | V | SPO | 32101513 | 32101513 | 75 | X | [6 empty] | 0 |  | 0 | THB | O |  | 0 | D | 0 |  |  |  |  | Non-Move | Non-Move | Non-Move
389464 | 03 | 75034001000 | PCB,ISOLATION AMP CARD,7504,YASKAWA [ZN] | PT011 | PC | 2500.5 | 30 | 0 | 2 | W5-,A2-E-4 | mntprog1 | 2018-07-14 |  | ZN | SP00 |  | 1 | mntprog1 | 2021-04-05 | X | 1002 | V | SPO | 32101513 | 32101513 | 75 | X | [6 empty] | 0 |  | 0 | THB | O |  | 0 | D | 0 |  |  |  |  | Non-Move | Non-Move | Non-Move
389465 | 03 | 75034001010 | INSULATOR,HQA01AT001BQ02 ,รอข้อมูล [ZN] | PT011 | PC | 1 | 30 | 0 | 1 | W5-B-1 | mntprog1 | 2018-07-14 |  | ZN | SP00 |  | 1 | mntprog1 | 2021-04-05 | X | 1002 | V | SPO | 39121721 | 39121721 | 75 | X | [6 empty] | 0 |  | 0 | THB | O |  | 0 | D | 0 |  |  |  |  | Non-Move | Non-Move | Non-Move
389466 | 03 | 75034001327 | PCB,CARD ISO,JBAM-D001,ETK000011,7, [ZN] | PT011 | PC | 49000 | 238 | 0 | 1 | W5-C-1 | mntprog1 | 2018-07-14 |  | ZN | SP00 | 824 | 1 | mntprog1 | 2021-04-05 |  | 1002 | V | SPO | 32101513 | 32101513 | 75 | X | [6 empty] | 0 |  | 0 | THB | O |  | 0 | D | 0 |  |  |  |  | Non-Move | Non-Move | Non-Move
389467 | 03 | 75034001550 | INSULATOR,TCBT5501250A,25MM/KV, {ZN} | PT011 | ST | 1 | 30 | 0 | 1 | W5-FLOOR | mntprog1 | 2018-07-14 |  | ZN | SP00 |  | 1 | mntprog1 | 2021-04-05 |  | 1002 | V | SPO | 39121721 | 39121721 | 75 | X | [6 empty] | 0 |  | 0 | THB | O |  | 0 | D | 0 |  |  |  |  | Non-Move | Non-Move | Non-Move
389468 | 03 | 75034003710 | LAMP,METAL HALIDE,220,400,HPI-T/400 | PT010 | PC | 407 | 0 | 2 | 4 | 49-C-4 | mntprog1 | 2018-07-14 |  | VB | SP00 | 811 | 1 | attagons | 2020-10-14 |  | 1002 | V | SPO | 39101614 | 39101614 | 75 | X | [6 empty] | 0 |  | 1 | THB | O |  | 0 | D | 0 |  |  |  | 75034003710 | Non-Move | Move | Move
389469 | 03 | 75034005124 | INSULATOR,EGBM 1-25-9-6-2 | PT010 | PC | 180000 | 117 | 0 | 1 | 32-C-1 | mntprog1 | 2018-07-14 |  | ZN | SP00 | 815 | 1 | attagons | 2020-10-14 |  | 1002 | V | SPO | 39121721 | 39121721 | 75 | X | [6 empty] | 0 |  | 1 | THB | O |  | 0 | D | 0 |  |  |  |  | Non-Move | Non-Move | Non-Move
389470 | 03 | 75034005760 | IGNITER HOT SURFACE HSUIRK120 | PT012 | PC | 4680 | 75 | 2 | 7 | 22-D-1 | mntprog1 | 2018-07-14 |  | VB | SP00 | 841 | 1 | mntprog1 | 2020-10-21 | X | 1002 | V | SPO | 39120000 | 39120000 | 75 | X | [6 empty] | 0 |  | 1 | THB | O |  | 0 | D | 0 |  |  |  |  | Non-Move | Non-Move | Non-Move
389471 | 03 | 75034006024 | ENCODER,XHI 803-1024 (810280-01) | PT012 | PC | 46000 | 60 | 1 | 3 | 33-B-2 | mntprog1 | 2018-07-14 |  | VB | SP00 | 822 | 1 | mntprog1 | 2021-06-29 |  | 1002 | V | SPO | 39121527 | 39121527 | 75 | X | [6 empty] | 0 |  | 1 | THB | O |  | 0 | D | 0 |  |  |  |  | Non-Move | Non-Move | Non-Move
389472 | 03 | 75034010008 | FUSE,12 KV,6 A,3GD1201,SIEMENS(5) | PT010 | PC | 2572.5 | 60 | 1 | 3 | 50-A-4 | mntprog1 | 2018-07-14 |  | ND | SP00 | 822 | 1 | attagons | 2020-10-14 | X | 1002 | V | SPO | 39121606 | 39121606 | 75 | X | [6 empty] | 0 |  | 1 | THB | O |  | 0 | D | 0 |  |  |  |  | Non-Move | Non-Move | Non-Move
389473 | 03 | 75034011240 | DCS,KEYBOARD USB, MD-TECH (KB-15) | PT011 | PC | 144.86 | 45 | 2 | 6 | OFFICE | mntprog1 | 2018-07-14 |  | VB | SP00 | 862 | 1 | attagons | 2020-10-14 |  | 1002 | V | SPO | 32152000 | 32152000 | 75 | X | [6 empty] | 0 |  | 1 | THB | O |  | 0 | D | 0 |  |  | 75034011240 | 75034011240 | Move | Move | Move
389474 | 03 | 75034011299 | KEY NUBBED A21299,EMOIII,A21299,¢ÒÂse[9] | PT011 | PC | 130.58 | 69 | 0 | 0 | 22-C-3 | mntprog1 | 2018-07-14 |  | ND | SP00 | C0E | 1 | attagons | 2020-10-14 |  | 1002 | V | SPO | 39120000 | 39120000 | 75 | X | [6 empty] | 0 |  | 1 | THB | O |  | 0 | D | 0 |  |  |  |  | Non-Move | Non-Move | Non-Move
389475 | 03 | 75034014021 | INVERTER,7.5 HP/5.5 KW.,VFS11-4055 PL | PT010 | PC | 20000 | 30 | 0 | 1 | AIR 6-C-4 | mntprog1 | 2018-07-14 |  | VB | SP00 | 821 | 1 | attagons | 2020-10-14 |  | 1002 | V | SPO | 39122001 | 39122001 | 75 | X | [6 empty] | 0 |  | 1 | THB | O |  | 0 | D | 0 |  |  |  |  | Non-Move | Non-Move | Non-Move
389476 | 03 | 75034015030 | ELEC,CONTACT,QA-81 | PT010 | PC | 210 | 30 | 0 | 10 | 49-D-3 | mntprog1 | 2018-07-14 |  | ND | SP00 | 822 | 1 | attagons | 2020-10-14 |  | 1002 | V | SPO | 39121522 | 39121522 | 75 | X | [6 empty] | 0 |  | 1 | THB | O |  | 0 | D | 0 |  |  |  |  | Non-Move | Non-Move | Non-Move
389477 | 03 | 75034015060 | FUSE,?,?,THMC3161,G.E,(5) | PT010 | PC | 74 | 30 | 0 | 1 | 27-B-3 | mntprog1 | 2018-07-14 |  | ND | SP00 | 822 | 1 | attagons | 2020-10-14 |  | 1002 | V | SPO | 39121606 | 39121606 | 75 | X | [6 empty] | 0 |  | 1 | THB | O |  | 0 | D | 0 |  |  |  |  | Non-Move | Non-Move | Non-Move
389478 | 03 | 75034015080 | FUSE,?,?,THMC3363,G.E,(5) | PT010 | PC | 335 | 30 | 0 | 1 | 27-C-3 | mntprog1 | 2018-07-14 |  | ND | SP00 | 822 | 1 | attagons | 2020-10-14 |  | 1002 | V | SPO | 39121606 | 39121606 | 75 | X | [6 empty] | 0 |  | 1 | THB | O |  | 0 | D | 0 |  |  |  |  | Non-Move | Non-Move | Non-Move
389479 | 03 | 75034015120 | ELEC,CONTACT,SIEMENS-ALLIS,(5) | PT010 | ST | 25988.43 | 30 | 0 | 1 | 25-B-6 | mntprog1 | 2018-07-14 |  | ND | SP00 | 822 | 1 | attagons | 2020-10-14 |  | 1002 | V | SPO | 39121522 | 39121522 | 75 | X | [6 empty] | 0 |  | 1 | THB | O |  | 0 | D | 0 |  |  |  |  | Non-Move | Non-Move | Non-Move
389480 | 03 | 75034016357 | INVERTER,''COMMANDER SKA'',SKA1200075 [8 | PT012 | PC | 5400 | 34 | 0 | 1 | 25-B-5 | mntprog1 | 2018-07-14 |  | ND | SP00 | 821 | 1 | attagons | 2020-10-14 |  | 1002 | V | SPO | 39122001 | 39122001 | 75 | X | [6 empty] | 0 |  | 1 | THB | O |  | 0 | D | 0 |  |  |  |  | Non-Move | Non-Move | Non-Move
389481 | 03 | 75034020060 | PILOT LAMP,125,82/860,,GREEN,?,(8) | PT010 | PC | 50 | 30 | 0 | 1 | 31-C-7 | mntprog1 | 2018-07-14 |  | ZN | SP00 | 822 | 1 | attagons | 2020-10-14 |  | 1002 | V | SPO | 39121534 | 39121534 | 75 | X | [6 empty] | 0 |  | 1 | THB | O |  | 0 | D | 0 |  |  |  |  | Non-Move | Non-Move | Non-Move
389482 | 03 | 75034020068 | LAMP INDICATING 110-130V./8x27 mm. | PT010 | PC | 27 | 30 | 0 | 100 | 49-D-8 | mntprog1 | 2018-07-14 |  | ND | SP00 | 811 | 1 | attagons | 2020-10-14 |  | 1002 | V | SPO | 39121534 | 39121534 | 75 | X | [6 empty] | 0 |  | 1 | THB | O |  | 0 | D | 0 |  |  |  |  | Non-Move | Non-Move | Non-Move
389483 | 03 | 75034020110 | LAMP''3SX1701,110VswGEAR67 | PT011 | PC | 215 | 38 | 2 | 8 | 29-C-8 | mntprog1 | 2018-07-14 |  | VB | SP00 | 811 | 1 | attagons | 2020-10-14 |  | 1002 | V | SPO | 39121534 | 39121534 | 75 | X | [6 empty] | 0 |  | 1 | THB | O |  | 0 | D | 0 |  |  |  |  | Non-Move | Non-Move | Non-Move
389484 | 03 | 75034030041 | LAMP,28V,2W,SCREW | PT010 | PC | 28 | 30 | 0 | 1 | 49-C-7 | mntprog1 | 2018-07-14 |  | ND | SP00 | 811 | 1 | attagons | 2020-10-14 |  | 1002 | V | SPO | 39101600 | 39101600 | 75 | X | [6 empty] | 0 |  | 1 | THB | O |  | 0 | D | 0 |  |  |  |  | Non-Move | Non-Move | Non-Move
389485 | 03 | 75034030082 | LAMP,28V,25MA | PT010 | PC | 63.11 | 30 | 0 | 1 | 49-C-8 | mntprog1 | 2018-07-14 |  | ND | SP00 | 811 | 1 | attagons | 2020-10-14 |  | 1002 | V | SPO | 39101600 | 39101600 | 75 | X | [6 empty] | 0 |  | 1 | THB | O |  | 0 | D | 0 |  |  |  |  | Non-Move | Non-Move | Non-Move
389486 | 03 | 75034030142 | LAMP,220 VAC,400 W,SCREW,áÊ§ÊÕÊéÁ | PT010 | PC | 327 | 56 | 2 | 5 | 49-C-4 | mntprog1 | 2018-07-14 |  | VB | SP00 | 822 | 1 | attagons | 2020-10-14 |  | 1002 | V | SPO | 39101600 | 39101600 | 75 | X | [6 empty] | 0 |  | 1 | THB | O |  | 0 | D | 0 |  |  |  | 75034030142 | Non-Move | Move | Move
389487 | 03 | 75034030145 | LAMP,METAL HALIDE,?,?,?,?,(5) | PT010 | PC | 3800 | 30 | 0 | 1 | NEW STOCK | mntprog1 | 2018-07-14 |  | ND | SP00 |  | 1 | attagons | 2020-10-14 |  | 1002 | V | SPO | 39101614 | 39101614 | 75 | X | [6 empty] | 0 |  | 1 | THB | O |  | 0 | D | 0 |  |  |  |  | Non-Move | Non-Move | Non-Move
389488 | 03 | 75034030147 | LAMP ,1000 W,SPROT LIGHT | PT010 | PC | 1790 | 30 | 2 | 4 | 49-C-3 | mntprog1 | 2018-07-14 |  | VB | SP00 | 822 | 1 | attagons | 2020-10-14 |  | 1002 | V | SPO | 39101600 | 39101600 | 75 | X | [6 empty] | 0 |  | 1 | THB | O |  | 0 | D | 0 |  |  |  | 75034030147 | Non-Move | Move | Move
389489 | 03 | 75034030250 | LAMP,220 V,250 W,SCREW,áÊ§ÊÕÊéÁ | PT010 | PC | 284 | 49 | 2 | 4 | 49-C-4 | mntprog1 | 2018-07-14 |  | VB | SP00 | 811 | 1 | attagons | 2020-10-14 |  | 1002 | V | SPO | 39101600 | 39101600 | 75 | X | [6 empty] | 0 |  | 1 | THB | O |  | 0 | D | 0 |  |  |  |  | Non-Move | Non-Move | Non-Move
389490 | 03 | 75034030260 | LAMP REFLECTOR,60W,220V | PT010 | PC | 35.98 | 53 | 10 | 20 | 49-C-2 | mntprog1 | 2018-07-14 |  | VB | SP00 | 822 | 1 | attagons | 2020-10-14 |  | 1002 | V | SPO | 39111818 | 39111818 | 75 | X | [6 empty] | 0 |  | 1 | THB | O |  | 0 | D | 0 |  |  |  |  | Non-Move | Non-Move | Non-Move
389491 | 03 | 75034030332 | LAMP REFLECTOR,120 W,220 V | PT010 | PC | 116.17 | 30 | 2 | 6 | 49-C-3 | mntprog1 | 2018-07-14 |  | VB | SP00 | 811 | 1 | attagons | 2020-10-14 |  | 1002 | V | SPO | 39111818 | 39111818 | 75 | X | [6 empty] | 0 |  | 1 | THB | O |  | 0 | D | 0 |  |  |  |  | Non-Move | Non-Move | Non-Move
389492 | 03 | 75034030550 | PILOTlamp'',25mA28V | PT010 | PC | 378.86 | 30 | 0 | 1 | 49-C-8 | mntprog1 | 2018-07-14 |  | ND | SP00 | 822 | 1 | attagons | 2020-10-14 |  | 1002 | V | SPO | 39121534 | 39121534 | 75 | X | [6 empty] | 0 |  | 1 | THB | O |  | 0 | D | 0 |  |  |  |  | Non-Move | Non-Move | Non-Move
389493 | 03 | 75034030566 | PILOT LAMP,220 V,LSPD-6D,WHITE,IDEC | PT011 | PC | 124.92 | 17 | 2 | 12 | 29-C-5 | mntprog1 | 2018-07-14 |  | VB | SP00 | 822 | 1 | attagons | 2020-10-14 |  | 1002 | V | SPO | 39121534 | 39121534 | 75 | X | [6 empty] | 0 |  | 1 | THB | O |  | 0 | D | 0 |  |  |  |  | Non-Move | Non-Move | Non-Move
389494 | 03 | 75034030653 | PILOT LAMP,220 V,RT-200E-R,RED,PATLITE | PT011 | PC | 9800 | 30 | 0 | 2 | 29-A-8 | mntprog1 | 2018-07-14 |  | VB | SP00 | 822 | 1 | mntprog1 | 2020-11-13 |  | 1002 | V | SPO | 39121534 | 39121534 | 75 | X | [6 empty] | 0 |  | 1 | THB | O |  | 0 | D | 0 |  |  |  |  | Non-Move | Non-Move | Non-Move
389495 | 03 | 75034030708 | PILOT LAMP,AP8M122GNP,GREEN,YOKOGAWA' | PT011 | PC | 133.42 | 30 | 1 | 2 | 29-C-8 | mntprog1 | 2018-07-14 |  | VB | SP00 | 822 | 1 | attagons | 2020-10-14 | X | 1002 | V | SPO | 39121534 | 39121534 | 75 | X | [6 empty] | 0 |  | 1 | THB | O |  | 0 | D | 0 |  |  |  | 75034030708 | Non-Move | Move | Move
389496 | 03 | 75034030716 | PILOT LAMP,AP8M122RNP,RED,YOKOGAWA' | PT011 | PC | 133 | 30 | 1 | 3 | 29-C-7 | mntprog1 | 2018-07-14 |  | VB | SP00 | 822 | 1 | attagons | 2020-10-14 | X | 1002 | V | SPO | 39121534 | 39121534 | 75 | X | [6 empty] | 0 |  | 1 | THB | O |  | 0 | D | 0 |  |  |  | 75034030716 | Non-Move | Move | Move
389497 | 03 | 75034030726 | PILOT LAMP,AP8M122WNP,White,YOKOGAWA' | PT011 | PC | 140 | 30 | 1 | 3 | 29-C-8 | mntprog1 | 2018-07-14 |  | VB | SP00 | 822 | 1 | attagons | 2020-10-14 | X | 1002 | V | SPO | 39121534 | 39121534 | 75 | X | [6 empty] | 0 |  | 1 | THB | O |  | 0 | D | 0 |  |  |  |  | Non-Move | Non-Move | Non-Move
389498 | 03 | 75034030785 | LAMPqcs'ABB'85870001 | PT011 | PC | 11000 | 30 | 0 | 1 | 75-D-8 | mntprog1 | 2018-07-14 |  | VB | SP00 | 822 | 1 | attagons | 2020-10-14 | X | 1002 | V | SPO | 39101600 | 39101600 | 75 | X | [6 empty] | 0 |  | 1 | THB | O |  | 0 | D | 0 |  |  |  |  | Non-Move | Non-Move | Non-Move
389499 | 03 | 75034033050 | DISPLAYS,LCD,KEYPAD DISPLAY,PLVS700 [wo] | PT012 | ST | 47120 | 45 | 0 | 1 | 114-D-6 | mntprog1 | 2018-07-14 |  | ND | SP00 | 824 | 1 | attagons | 2020-10-14 | X | 1002 | V | SPO | 43211902 | 43211902 | 75 | X | [6 empty] | 0 |  | 1 | THB | O |  | 0 | D | 0 |  |  |  |  | Non-Move | Non-Move | Non-Move
389500 | 03 | 75034041835 | ELEC,CONTACT,SN35,MITSUBISHI [5] | PT012 | PC | 762 | 24 | 0 | 0 | 25-E-8 | mntprog1 | 2018-07-14 |  | ND | SP00 | 822 | 1 | attagons | 2020-10-14 |  | 1002 | V | SPO | 39121522 | 39121522 | 75 | X | [6 empty] | 0 |  | 1 | THB | O |  | 0 | D | 0 |  |  |  |  | Non-Move | Non-Move | Non-Move
389501 | 03 | 75034041850 | ELEC,CONTACT,SN50,MITSUBISHI | PT012 | PC | 946.67 | 28 | 2 | 5 | 26-C-6 | mntprog1 | 2018-07-14 |  | VB | SP00 | 822 | 1 | attagons | 2020-10-14 |  | 1002 | V | SPO | 39121522 | 39121522 | 75 | X | [6 empty] | 0 |  | 1 | THB | O |  | 0 | D | 0 |  |  |  |  | Non-Move | Non-Move | Non-Move
389502 | 03 | 75034041865 | ELEC,CONTACT,SN65,MITSUBISHI | PT012 | PC | 1592.5 | 23 | 2 | 4 | 25-E-8 | mntprog1 | 2018-07-14 |  | VB | SP00 | 822 | 1 | attagons | 2020-10-14 |  | 1002 | V | SPO | 39121522 | 39121522 | 75 | X | [6 empty] | 0 |  | 1 | THB | O |  | 0 | D | 0 |  |  |  |  | Non-Move | Non-Move | Non-Move
389503 | 03 | 75034041880 | ELEC,CONTACT,KIT SN80,MITSUBISHI [5] | PT012 | PC | 2182 | 17 | 0 | 3 | 26-C-6 | mntprog1 | 2018-07-14 |  | ND | SP00 | 822 | 1 | attagons | 2020-10-14 |  | 1002 | V | SPO | 39121522 | 39121522 | 75 | X | [6 empty] | 0 |  | 1 | THB | O |  | 0 | D | 0 |  |  |  |  | Non-Move | Non-Move | Non-Move
389504 | 03 | 75034041925 | ELEC,CONTACT,SN125,MITSUBISHI | PT012 | PC | 3600.77 | 30 | 3 | 9 | 25-C-6 | mntprog1 | 2018-07-14 |  | VB | SP00 | 822 | 1 | attagons | 2020-10-14 | X | 1002 | V | SPO | 39121522 | 39121522 | 75 | X | [6 empty] | 0 |  | 1 | THB | O |  | 0 | D | 0 |  |  |  |  | Non-Move | Non-Move | Non-Move
389505 | 03 | 75034041980 | ELEC,CONTACT,SN180,MITSUBISHI | PT012 | PC | 4860 | 119 | 2 | 8 | 25-E-8 | mntprog1 | 2018-07-14 |  | VB | SP00 | 822 | 1 | attagons | 2020-10-14 | X | 1002 | V | SPO | 39121522 | 39121522 | 75 | X | [6 empty] | 0 |  | 1 | THB | O |  | 0 | D | 0 |  |  |  |  | Non-Move | Non-Move | Non-Move
389506 | 03 | 75034042010 | TEMP.Control.OMRON,E5EN-HPRR2BFM-500 | PT012 | ST | 13700 | 22 | 0 | 1 | 32-C-5 | mntprog1 | 2018-07-14 |  | VB | SP00 | 824 | 1 | attagons | 2020-10-14 | X | 1002 | V | SPO | 41112205 | 41112205 | 75 | X | [6 empty] | 0 |  | 1 | THB | O |  | 0 | D | 0 |  |  |  |  | Non-Move | Non-Move | Non-Move
389507 | 03 | 75034045052 | LAMP,12 V,20 W,SCREW | PT010 | PC | 30 | 30 | 0 | 6 | 49-C-4 | mntprog1 | 2018-07-14 |  | VB | SP00 | 822 | 1 | attagons | 2020-10-14 |  | 1002 | V | SPO | 39101600 | 39101600 | 75 | X | [6 empty] | 0 |  | 1 | THB | O |  | 0 | D | 0 |  |  |  |  | Non-Move | Non-Move | Non-Move
389508 | 03 | 75034055360 | ULTRAVIOLET LIGHT S2Q-PA 220V 50HZ,PM.16 | PT010 | ST | 15035 | 30 | 1 | 2 | 73-D-4 | mntprog1 | 2018-07-14 |  | VB | SP00 | 811 | 1 | attagons | 2020-10-14 |  | 1002 | V | SPO |  | 23150000 | 75 |  |  |  | Z7500 |  |  |  | 0 |  | 1 | THB | O |  | 0 | D | 0 |  |  | 75034055360 | 75034055360 | Move | Move | Move
389509 | 03 | 75034057240 | PILOT LAMP,?,A30ILT200,RED,MARUYASU | PT010 | PC | 165 | 37 | 1 | 3 | 49-C-4 | mntprog1 | 2018-07-14 |  | VB | SP00 | 811 | 1 | attagons | 2020-10-14 |  | 1002 | V | SPO | 39121534 | 39121534 | 75 | X | [6 empty] | 0 |  | 1 | THB | O |  | 0 | D | 0 |  |  |  |  | Non-Move | Non-Move | Non-Move
389510 | 03 | 75034058035 | LAMP,100 V,2 W,SCREW,(5) | PT010 | PC | 69.74 | 30 | 0 | 1 | 25-C-5 | mntprog1 | 2018-07-14 |  | ND | SP00 | 811 | 1 | attagons | 2020-10-14 |  | 1002 | V | SPO | 39101600 | 39101600 | 75 | X | [6 empty] | 0 |  | 1 | THB | O |  | 0 | D | 0 |  |  |  |  | Non-Move | Non-Move | Non-Move
389511 | 03 | 75034058051 | LAMP,220 V,14 MA,SCREW | PT010 | PC | 174.47 | 30 | 5 | 10 | 49-C-3 | mntprog1 | 2018-07-14 |  | VB | SP00 | 814 | 1 | attagons | 2020-10-14 |  | 1002 | V | SPO | 39101600 | 39101600 | 75 | X | [6 empty] | 0 |  | 1 | THB | O |  | 0 | D | 0 |  |  |  |  | Non-Move | Non-Move | Non-Move
389512 | 03 | 75034059000 | PILOT LAMP,24VDC,LEPD-2,IDEC [5] | PT011 | PC | 160 | 30 | 1 | 3 | 29-C-5 | mntprog1 | 2018-07-14 |  | ND | SP00 | 822 | 1 | attagons | 2020-10-14 | X | 1002 | V | SPO | 39121534 | 39121534 | 75 | X | [6 empty] | 0 |  | 1 | THB | O |  | 0 | D | 0 |  |  |  |  | Non-Move | Non-Move | Non-Move
389513 | 03 | 75034060232 | WIRE TENSION LOAD CELL SLC-1009A | PT010 | PC | 255506.2 | 120 | 0 | 1 | 50-A-1 | mntprog1 | 2018-07-14 |  | VB | SP00 | C09 | 1 | attagons | 2020-10-14 |  | 1002 | V | SPO | 23150000 | 23150000 | 75 | X | [6 empty] | 0 |  | 1 | THB | O |  | 0 | D | 0 |  |  |  |  | Non-Move | Non-Move | Non-Move
389514 | 03 | 75034060235 | FELT TENSION LOAD CELL VLC-10KNG | PT010 | PC | 196633.8 | 90 | 0 | 1 | 73-C-1 | mntprog1 | 2018-07-14 |  | VB | SP00 | C09 | 1 | attagons | 2020-10-14 |  | 1002 | V | SPO | 23150000 | 23150000 | 75 | X | [6 empty] | 0 |  | 1 | THB | O |  | 0 | D | 0 |  |  |  |  | Non-Move | Non-Move | Non-Move
389515 | 03 | 75034061030 | LAMPqcs'METSO'319003571,PM#8 & WP#8 [5] | PT012 | PC | 93.8 | 30 | 0 | 0 | 29-B-2 | mntprog1 | 2018-07-14 |  | ND | SP00 | 811 | 1 | attagons | 2020-10-14 | X | 1002 | V | SPO | 39101600 | 39101600 | 75 | X | [6 empty] | 0 |  | 1 | THB | O |  | 0 | D | 0 |  |  |  |  | Non-Move | Non-Move | Non-Move
389516 | 03 | 75034064124 | PILOT LAMP,24 VDC,XB4-BVB3,GREEN | PT012 | PC | 162 | 45 | 5 | 10 | 29-B-2 | mntprog1 | 2018-07-14 |  | VB | SP00 | 814 | 1 | attagons | 2020-10-14 |  | 1002 | V | SPO | 39121534 | 39121534 | 75 | X | [6 empty] | 0 |  | 1 | THB | O |  | 0 | D | 0 |  |  |  |  | Non-Move | Non-Move | Non-Move
389517 | 03 | 75034067010 | LOCKOUT 3TY5693-0A,3TY5693-0A,?,(8) | PT010 | PC | 5557.38 | 0 | 0 | 1 | 49-B-8 | mntprog1 | 2018-07-14 |  | ND | SP00 |  | 1 | attagons | 2020-10-14 |  | 1002 | V | SPO | 39120000 | 39120000 | 75 | X | [6 empty] | 0 |  | 1 | THB | O |  | 0 | D | 0 |  |  |  |  | Non-Move | Non-Move | Non-Move
389518 | 03 | 75034067255 | PILOT LAMP,24 VAC,EHK 1018603350,RED | PT012 | PC | 200 | 72 | 3 | 9 | 29-B-7 | mntprog1 | 2018-07-14 |  | VB | SP00 | 822 | 1 | attagons | 2020-10-14 |  | 1002 | V | SPO | 39121534 | 39121534 | 75 | X | [6 empty] | 0 |  | 1 | THB | O |  | 0 | D | 0 |  |  |  |  | Non-Move | Non-Move | Non-Move
389519 | 03 | 75034067302 | PILOT LAMP,100/110 V,APN116G,IDEC | PT012 | PC | 246.9 | 15 | 3 | 8 | 29-A-5 | mntprog1 | 2018-07-14 |  | VB | SP00 | 822 | 1 | attagons | 2020-10-14 | X | 1002 | V | SPO | 39121534 | 39121534 | 75 | X | [6 empty] | 0 |  | 1 | THB | O |  | 0 | D | 0 |  |  |  |  | Non-Move | Non-Move | Non-Move
389520 | 03 | 75034102130 | INVERTER,CARD ACS355-03E-12A5-4,SIEMENS | PT010 | PC | 26280 | 30 | 0 | 1 | NEW STOCK | mntprog1 | 2018-07-14 |  | VB | SP00 | 821 | 1 | attagons | 2020-10-14 |  | 1002 | V | SPO |  | 39122001 | 75 | [7 empty] | 0 |  | 1 | THB | O |  | 0 | D | 0 |  |  |  |  | Non-Move | Non-Move | Non-Move
389521 | 03 | 75034234050 | PLC,PLVS700,P7211,ALLEN BRADLEY {ZN} | PT012 | ST | 49000 | 25 | 0 | 1 | W5-1-C-1 | mntprog1 | 2018-07-14 |  | ZN | SP00 | 824 | 1 | mntprog1 | 2021-04-09 | X | 1002 | V | SPO | 32151700 | 32151700 | 75 | X | [6 empty] | 0 |  | 0 | THB | O |  | 0 | D | 0 |  |  |  |  | Non-Move | Non-Move | Non-Move
389522 | 03 | 75034252500 | PILOT LAMP,220 V,APS-126N,GREEN,IDEC | PT011 | PC | 179.95 | 73 | 2 | 4 | 29-B-8 | mntprog1 | 2018-07-14 |  | VB | SP00 | 822 | 1 | attagons | 2020-10-14 |  | 1002 | V | SPO | 39121534 | 39121534 | 75 | X | [6 empty] | 0 |  | 1 | THB | O |  | 0 | D | 0 |  |  |  |  | Non-Move | Non-Move | Non-Move
389523 | 03 | 75034252510 | PILOT LAMP,220 V,DR22 DOL M4Y ,FUJI | PT011 | PC | 235 | 48 | 2 | 4 | 29-B-6 | mntprog1 | 2018-07-14 |  | VB | SP00 | 814 | 1 | attagons | 2020-10-14 |  | 1002 | V | SPO | 39121534 | 39121534 | 75 | X | [6 empty] | 0 |  | 1 | THB | O |  | 0 | D | 0 |  |  |  |  | Non-Move | Non-Move | Non-Move
389524 | 03 | 75034252520 | PILOT LAMP,220 V,AH 25-ZM RM,IZUMI [SD] | PT011 | PC | 183.3 | 63 | 2 | 4 | 29-B-7 | mntprog1 | 2018-07-14 |  | VB | SP00 | 811 | 1 | mntprog1 | 2021-02-08 |  | 1002 | V | SPO | 39121534 | 39121534 | 75 | X | [6 empty] | 0 |  | 1 | THB | O |  | 0 | D | 0 |  |  |  |  | Non-Move | Non-Move | Non-Move
389525 | 03 | 75034252600 | PILOT LAMP,220 V,DR3ODOL-M4G ,FUJI | PT011 | PC | 240 | 52 | 3 | 6 | 29-B-8 | mntprog1 | 2018-07-14 |  | VB | SP00 | 814 | 1 | attagons | 2020-10-14 |  | 1002 | V | SPO | 39121534 | 39121534 | 75 | X | [6 empty] | 0 |  | 1 | THB | O |  | 0 | D | 0 |  |  |  |  | Non-Move | Non-Move | Non-Move
389526 | 03 | 75034252610 | PILOT LAMP,DR30DOL-M4Y,YELLOW,FUJI | PT011 | PC | 240.36 | 60 | 2 | 4 | 29-B-7 | mntprog1 | 2018-07-14 |  | VB | SP00 | 822 | 1 | attagons | 2020-10-14 |  | 1002 | V | SPO | 39121534 | 39121534 | 75 | X | [6 empty] | 0 |  | 1 | THB | O |  | 0 | D | 0 |  |  |  |  | Non-Move | Non-Move | Non-Move
389527 | 03 | 75034252620 | PILOT LAMP,220 V,DR30-DOL-M4R,RED,FUJI | PT011 | PC | 240.01 | 49 | 3 | 11 | 29-B-7 | mntprog1 | 2018-07-14 |  | VB | SP00 | 811 | 1 | attagons | 2020-10-14 |  | 1002 | V | SPO | 39121534 | 39121534 | 75 | X | [6 empty] | 0 |  | 1 | THB | O |  | 0 | D | 0 |  |  |  |  | Non-Move | Non-Move | Non-Move
389528 | 03 | 75034260034 | POTENTIO ,AMPHENOL,(5) | PT010 | PC | 0 | 30 | 0 | 1 | NEWSTOCK | mntprog1 | 2018-07-14 |  | ND | SP00 | 814 | 1 | attagons | 2020-10-14 |  | 1002 | V | SPO | 41113633 | 41113633 | 75 | X | [6 empty] | 0 |  | 1 | THB | O |  | 0 | D | 0 |  |  |  |  | Non-Move | Non-Move | Non-Move
389529 | 03 | 75034263005 | TEMP MEASURE,20-140 C,20140 C,GE,(5) | PT010 | PC | 250 | 30 | 0 | 1 | 27-D-4 | mntprog1 | 2018-07-14 |  | ND | SP00 |  | 1 | attagons | 2020-10-14 |  | 1003 | V | SPO | 41112200 | 41112200 | 75 | X | [6 empty] | 0 |  | 1 | THB | O |  | 0 | D | 0 |  |  |  |  | Non-Move | Non-Move | Non-Move
389530 | 03 | 75034280015 | INST,METER,LM80B/15A ,(5) | PT010 | PC | 250 | 30 | 0 | 1 | 31-C-6 | mntprog1 | 2018-07-14 |  | ND | SP00 |  | 1 | attagons | 2020-10-14 |  | 1002 | V | SPO | 41111900 | 41111900 | 75 | X | [6 empty] | 0 |  | 1 | THB | O |  | 0 | D | 0 |  |  |  |  | Non-Move | Non-Move | Non-Move
389531 | 03 | 75034280025 | INST,METER,LS80/250VAC ,(5) | PT010 | PC | 250 | 30 | 0 | 1 | 31-C-6 | mntprog1 | 2018-07-14 |  | ND | SP00 |  | 1 | attagons | 2020-10-14 |  | 1002 | V | SPO | 41111900 | 41111900 | 75 | X | [6 empty] | 0 |  | 1 | THB | O |  | 0 | D | 0 |  |  |  |  | Non-Move | Non-Move | Non-Move
389532 | 03 | 75034280030 | INST,METER,LM80B/300V ,(5) | PT010 | PC | 250 | 30 | 0 | 1 | 31-C-6 | mntprog1 | 2018-07-14 |  | ND | SP00 |  | 1 | attagons | 2020-10-14 |  | 1002 | V | SPO | 41111900 | 41111900 | 75 | X | [6 empty] | 0 |  | 1 | THB | O |  | 0 | D | 0 |  |  |  |  | Non-Move | Non-Move | Non-Move
389533 | 03 | 75034280036 | INST,METER,LM80B/30A ,(5) | PT010 | PC | 250 | 30 | 0 | 1 | 31-C-6 | mntprog1 | 2018-07-14 |  | ND | SP00 |  | 1 | attagons | 2020-10-14 |  | 1002 | V | SPO | 41111900 | 41111900 | 75 | X | [6 empty] | 0 |  | 1 | THB | O |  | 0 | D | 0 |  |  |  |  | Non-Move | Non-Move | Non-Move
389534 | 03 | 75034280080 | INST,METER,LM80B/160V ,(5) | PT010 | PC | 250 | 30 | 0 | 1 | 31-C-6 | mntprog1 | 2018-07-14 |  | ND | SP00 |  | 1 | attagons | 2020-10-14 |  | 1002 | V | SPO | 41111900 | 41111900 | 75 | X | [6 empty] | 0 |  | 1 | THB | O |  | 0 | D | 0 |  |  |  |  | Non-Move | Non-Move | Non-Move
389535 | 03 | 75034392110 | DCS,MEDIA CONVERTER,ATMC102XL,100 [8] | PT012 | ST | 4000 | 41 | 0 | 1 | 114-D-7 | mntprog1 | 2018-07-14 |  | ND | SP00 | 824 | 1 | mntprog1 | 2020-01-05 |  | 1002 | V | SPO | 32152000 | 32152000 | 75 | X | [6 empty] | 0 |  | 1 | THB | O |  | 0 | D | 0 |  |  |  |  | Non-Move | Non-Move | Non-Move
389536 | 03 | 75034392430 | DCS,CONVERTER,D200963,METSO | PT012 | PC | 24807.75 | 71 | 0 | 1 | 114-C-5 | mntprog1 | 2018-07-14 |  | VB | SP00 | 824 | 1 | attagons | 2020-10-14 | X | 1002 | V | SPO | 32152000 | 32152000 | 75 | X | [6 empty] | 0 |  | 1 | THB | O |  | 0 | D | 0 |  |  |  |  | Non-Move | Non-Move | Non-Move
389537 | 03 | 75034565025 | MOTORDCspringCHARGE'',125VdcPB8 | PT010 | PC | 5000 | 30 | 0 | 1 | 32-D-5 | mntprog1 | 2018-07-14 |  | VB | SP00 | 821 | 1 | attagons | 2020-10-14 | X | 1002 | V | SPO | 32152000 | 32152000 | 75 | X | [6 empty] | 0 |  | 1 | THB | O |  | 0 | D | 0 |  |  |  |  | Non-Move | Non-Move | Non-Move
389538 | 03 | 75034565153 | SERVO MOTOR,MDSKSRS 036-13 | PT010 | PC | 40000 | 60 | 0 | 1 | 49-E-4 | mntprog1 | 2018-07-14 |  | VB | SP00 | 821 | 1 | attagons | 2020-10-14 |  | 1002 | V | SPO | 26101205 | 26101205 | 75 | X | [6 empty] | 0 |  | 1 | THB | O |  | 0 | D | 0 |  |  |  |  | Non-Move | Non-Move | Non-Move
389539 | 03 | 75034565154 | MOTOR,MOTOR,ACB4000A,ABB(8) | PT010 | PC | 20000 | 90 | 0 | 1 | H2-A-6 | mntprog1 | 2018-07-14 |  | ND | SP00 |  | 1 | mntprog1 | 2020-04-11 | X | 1002 | V | SPO | 26101400 | 26101400 | 75 | X | [6 empty] | 0 |  | 1 | THB | O |  | 0 | D | 0 |  |  |  |  | Non-Move | Non-Move | Non-Move
389540 | 03 | 75034565156 | MOTOR,AC,200W,150V,3000 RPM,SURVO MOTOR | PT010 | PC | 9200 | 60 | 1 | 2 | 49-E-4 | mntprog1 | 2018-07-14 |  | VB | SP00 | 821 | 1 | attagons | 2020-10-14 | X | 1002 | V | SPO | 26101100 | 26101100 | 75 | X | [6 empty] | 0 |  | 1 | THB | O |  | 0 | D | 0 |  |  |  |  | Non-Move | Non-Move | Non-Move
389541 | 03 | 75034565349 | SERVO MOTOR,R7M-A40030-S1(5) | PT010 | PC | 12100 | 30 | 0 | 1 | 49-E-4 | mntprog1 | 2018-07-14 |  | ND | SP00 | 821 | 1 | attagons | 2020-10-14 |  | 1002 | V | SPO | 26101205 | 26101205 | 75 | X | [6 empty] | 0 |  | 1 | THB | O |  | 0 | D | 0 |  |  |  |  | Non-Move | Non-Move | Non-Move
389542 | 03 | 75034566154 | SERVO MOTOR,MDSKSRS 056-33 | PT010 | PC | 46500 | 60 | 0 | 1 | 49-E-3 | mntprog1 | 2018-07-14 |  | VB | SP00 | 821 | 1 | attagons | 2020-10-14 |  | 1002 | V | SPO | 26101205 | 26101205 | 75 | X | [6 empty] | 0 |  | 1 | THB | O |  | 0 | D | 0 |  |  |  |  | Non-Move | Non-Move | Non-Move
389543 | 03 | 75034590100 | MAGNET'SIEMENS'3SE6100,3SE6100,SIEMENS[5 | PT011 | PC | 2490 | 30 | 0 | 3 | 30-D-3 | mntprog1 | 2018-07-14 |  | ND | SP00 | 814 | 1 | attagons | 2020-10-14 | X | 1002 | V | SPO | 39120000 | 39120000 | 75 | X | [6 empty] | 0 |  | 1 | THB | O |  | 0 | D | 0 |  |  |  |  | Non-Move | Non-Move | Non-Move
389544 | 03 | 75034590103 | RELAY,O/L,GV2-ME03,TELE,0.25-0.4 [5] | PT011 | PC | 1016.71 | 91 | 2 | 4 | 30-A-6 | mntprog1 | 2018-07-14 |  | ND | SP00 | 822 | 1 | attagons | 2020-10-14 | X | 1002 | V | SPO | 39121520 | 39121520 | 75 | X | [6 empty] | 0 |  | 1 | THB | O |  | 0 | D | 0 |  |  |  |  | Non-Move | Non-Move | Non-Move
389545 | 03 | 75034590105 | RELAY,O/L,GV2-ME05,TELE,0.63-1A | PT011 | PC | 964.8 | 39 | 0 | 1 | 30-A-6 | mntprog1 | 2018-07-14 |  | VB | SP00 | 811 | 1 | attagons | 2020-10-14 | X | 1002 | V | SPO | 39121520 | 39121520 | 75 | X | [6 empty] | 0 |  | 1 | THB | O |  | 0 | D | 0 |  |  |  |  | Non-Move | Non-Move | Non-Move
389546 | 03 | 75034590107 | RELAY,O/L,GV1-M07,TELE,1.6-2.5 | PT011 | PC | 983.91 | 49 | 2 | 3 | 30-E-3 | mntprog1 | 2018-07-14 |  | VB | SP00 | 822 | 1 | attagons | 2020-10-14 |  | 1002 | V | SPO | 39121520 | 39121520 | 75 | X | [6 empty] | 0 |  | 1 | THB | O |  | 0 | D | 0 |  |  |  |  | Non-Move | Non-Move | Non-Move
389547 | 03 | 75034590108 | RELAY,O/L,GV2-ME08,TELE,2.5-4 ���[9] | PT011 | PC | 963.35 | 43 | 0 | 0 | 30-D-3 | mntprog1 | 2018-07-14 |  | ND | SP00 | 811 | 1 | mntprog1 | 2020-07-02 |  | 1002 | V | SPO | 39121520 | 39121520 | 75 | X | [6 empty] | 0 |  | 1 | THB | O |  | 0 | D | 0 |  |  |  |  | Non-Move | Non-Move | Non-Move
389548 | 03 | 75034590110 | RELAY,O/L,GV2-ME10,TELE MECANIQUE,4-6 | PT011 | PC | 911.2 | 63 | 1 | 3 | 30-D-3 | mntprog1 | 2018-07-14 |  | VB | SP00 | 822 | 1 | attagons | 2020-10-14 |  | 1002 | V | SPO | 39121520 | 39121520 | 75 | X | [6 empty] | 0 |  | 1 | THB | O |  | 0 | D | 0 |  |  |  |  | Non-Move | Non-Move | Non-Move
389549 | 03 | 75034590114 | RELAY,O/L,GV1-M14,TELE,6-10 A àÅÔ¡¼ [9] | PT011 | PC | 964.8 | 45 | 0 | 0 | 30-A-6 | mntprog1 | 2018-07-14 |  | ND | SP00 | 822 | 1 | attagons | 2020-10-14 |  | 1002 | V | SPO | 39121520 | 39121520 | 75 | X | [6 empty] | 0 |  | 1 | THB | O |  | 0 | D | 0 |  |  |  |  | Non-Move | Non-Move | Non-Move
389550 | 03 | 75034590120 | RELAY,O/L,GV1-M20,/GV2-ME20 [5] | PT011 | PC | 1072.8 | 45 | 0 | 0 | 30-D-4 | mntprog1 | 2018-07-14 |  | ND | SP00 | 822 | 1 | attagons | 2020-10-14 | X | 1002 | V | SPO | 39121520 | 39121520 | 75 | X | [6 empty] | 0 |  | 1 | THB | O |  | 0 | D | 0 |  |  |  |  | Non-Move | Non-Move | Non-Move
389551 | 03 | 75034590121 | RELAY,O/L,GV1-M21,TELEMECANIQUE,16-20 | PT011 | PC | 1306.93 | 69 | 1 | 3 | 30-D-4 | mntprog1 | 2018-07-14 |  | VB | SP00 | 822 | 1 | attagons | 2020-10-14 | X | 1002 | V | SPO | 39121520 | 39121520 | 75 | X | [6 empty] | 0 |  | 1 | THB | O |  | 0 | D | 0 |  |  |  |  | Non-Move | Non-Move | Non-Move
389552 | 03 | 75034590207 | EE,RELAY,JBAMA017,YASKAWA, {ZN} | PT011 | PC | 50865.75 | 520 | 0 | 1 | W5-1-D-1 | mntprog1 | 2018-07-14 |  | ZN | SP00 | 814 | 1 | mntprog1 | 2021-04-05 |  | 1002 | V | SPO | 39121500 | 39121500 | 75 | X | [6 empty] | 0 |  | 0 | THB | O |  | 0 | D | 0 |  |  |  |  | Non-Move | Non-Move | Non-Move
389553 | 03 | 75034590217 | EE,RELAY,JBAMA017,YASKAWA, {ZN} | PT011 | PC | 58500 | 238 | 0 | 1 | W5-1-C-4 | mntprog1 | 2018-07-14 |  | ZN | SP00 | 814 | 1 | mntprog1 | 2021-04-05 |  | 1002 | V | SPO | 39121500 | 39121500 | 75 | X | [6 empty] | 0 |  | 0 | THB | O |  | 0 | D | 0 |  |  |  |  | Non-Move | Non-Move | Non-Move
389554 | 03 | 75034591000 | AMMETER,0-1000,DVF-11V,YASKAWA, {ZN} | PT011 | PC | 12900 | 30 | 0 | 5 | W3-C-6 | mntprog1 | 2018-07-14 |  | ZN | SP00 | 822 | 1 | mntprog1 | 2021-04-05 |  | 1002 | V | SPO | 41113601 | 41113601 | 75 | X | [6 empty] | 0 |  | 0 | THB | O |  | 0 | D | 0 |  |  |  |  | Non-Move | Non-Move | Non-Move
389555 | 03 | 75034591020 | AMMETER,0-20,DVF-11V,YASKAWA, {ZN} | PT011 | PC | 10800 | 30 | 0 | 1 | W3-C-5 | mntprog1 | 2018-07-14 |  | ZN | SP00 | 822 | 1 | mntprog1 | 2021-04-05 |  | 1002 | V | SPO | 41113601 | 41113601 | 75 | X | [6 empty] | 0 |  | 0 | THB | O |  | 0 | D | 0 |  |  |  |  | Non-Move | Non-Move | Non-Move
389556 | 03 | 75034591030 | AMMETER,0-30,DVF-11V,YASKAWA, {ZN} | PT011 | PC | 14200 | 30 | 0 | 1 | W1-C-7 | mntprog1 | 2018-07-14 |  | ZN | SP00 | 822 | 1 | mntprog1 | 2021-04-05 |  | 1002 | V | SPO | 41113601 | 41113601 | 75 | X |  |  | Z7500 |  |  |  | 0 |  | 0 | THB | O |  | 0 | D | 0 |  |  |  |  | Non-Move | Non-Move | Non-Move
389557 | 03 | 75034591100 | AMMETER,0-100,DVF-11V,YASKAWA, {ZN} | PT011 | PC | 14200 | 30 | 0 | 1 | W1-C-7 | mntprog1 | 2018-07-14 |  | ZN | SP00 | 822 | 1 | mntprog1 | 2021-04-05 |  | 1002 | V | SPO | 41113601 | 41113601 | 75 | X | [6 empty] | 0 |  | 0 | THB | O |  | 0 | D | 0 |  |  |  |  | Non-Move | Non-Move | Non-Move
389558 | 03 | 75034591373 | PLC,MEMORY SUBMODULE,6ES5 373-1AA61,{ZN} | PT011 | PC | 10937.5 | 71 | 0 | 2 | W5-,A2-E-4 | mntprog1 | 2018-07-14 |  | ZN | SP00 | 824 | 1 | mntprog1 | 2021-04-05 |  | 1002 | V | SPO | 32151700 | 32151700 | 75 | X | [6 empty] | 0 |  | 0 | THB | O |  | 0 | D | 0 |  |  |  |  | Non-Move | Non-Move | Non-Move
389559 | 03 | 75034591400 | AMMETER,(-400)-400,DVF-11V,YASKAWA, {ZN} | PT011 | PC | 7104.14 | 30 | 0 | 2 | W1-C-7 | mntprog1 | 2018-07-14 |  | ZN | SP00 | 822 | 1 | mntprog1 | 2021-04-05 |  | 1002 | V | SPO | 41113601 | 41113601 | 75 | X | [6 empty] | 0 |  | 0 | THB | O |  | 0 | D | 0 |  |  |  |  | Non-Move | Non-Move | Non-Move
389560 | 03 | 75034591423 | AMMETER,24,230212-VLE-2,YOKOGAWA,{9} | PT011 | PC | 7892.5 | 100 | 0 | 1 | 22-B-1 | mntprog1 | 2018-07-14 |  | ND | SP00 | 822 | 1 | attagons | 2020-10-14 | X | 1002 | V | SPO | 41113601 | 41113601 | 75 | X | [6 empty] | 0 |  | 1 | THB | O |  | 0 | D | 0 |  |  |  |  | Non-Move | Non-Move | Non-Move
389561 | 03 | 75034591500 | AMMETER,(-500)-500,DVF-11V,YASKAWA, {ZN} | PT011 | PC | 7104.14 | 30 | 0 | 1 | W1-C-7 | mntprog1 | 2018-07-14 |  | ZN | SP00 | 822 | 1 | mntprog1 | 2021-04-05 |  | 1002 | V | SPO | 41113601 | 41113601 | 75 | X | [6 empty] | 0 |  | 0 | THB | O |  | 0 | D | 0 |  |  |  |  | Non-Move | Non-Move | Non-Move
389562 | 03 | 75034591724 | COUNTER,H7EC-NFV,OMRON [5] | PT011 | PC | 1398.78 | 97 | 1 | 4 | 32-C-5 | mntprog1 | 2018-07-14 |  | ND | SP00 | 814 | 1 | attagons | 2020-10-14 |  | 1002 | V | SPO | 41111901 | 41111901 | 75 | X | [6 empty] | 0 |  | 1 | THB | O |  | 0 | D | 0 |  |  |  |  | Non-Move | Non-Move | Non-Move
389563 | 03 | 75034591750 | AMMETER,0-750,DVF-11V,YASKAWA, {ZN} | PT011 | PC | 10800 | 30 | 0 | 1 | W3-C-5 | mntprog1 | 2018-07-14 |  | ZN | SP00 | 822 | 1 | mntprog1 | 2021-04-05 |  | 1002 | V | SPO | 41113601 | 41113601 | 75 | X | [6 empty] | 0 |  | 0 | THB | O |  | 0 | D | 0 |  |  |  |  | Non-Move | Non-Move | Non-Move
389564 | 03 | 75034591764 | AMMETER,(-750)-750,DVF-11V,YASKAWA, {ZN} | PT011 | PC | 14100 | 30 | 0 | 1 | W3-C-6 | mntprog1 | 2018-07-14 |  | ZN | SP00 | 822 | 1 | mntprog1 | 2021-04-05 |  | 1002 | V | SPO | 41113601 | 41113601 | 75 | X | [6 empty] | 0 |  | 0 | THB | O |  | 0 | D | 0 |  |  |  |  | Non-Move | Non-Move | Non-Move
389565 | 03 | 75034591821 | DIGITAL SPEED METER'',EMOIII,A5C34439[N] | PT011 | PC | 19903.4 | 72 | 0 | 8 | 22-B-1 | mntprog1 | 2018-07-14 |  | ND | SP00 | C0E | 1 | attagons | 2020-10-14 |  | 1002 | V | SPO | 39120000 | 39120000 | 75 | X | [6 empty] | 0 |  | 1 | THB | O |  | 0 | D | 0 |  |  |  |  | Non-Move | Non-Move | Non-Move
389566 | 03 | 75034592439 | PCB,MODEM CARD,7000439, TTY CURRENT LOOP | PT011 | PC | 24026.52 | 90 | 0 | 1 | 35-E-1 | mntprog1 | 2018-07-14 |  | VB | SP00 | 847 | 1 | attagons | 2020-10-14 | X | 1002 | V | SPO | 32101513 | 32101513 | 75 | X | [6 empty] | 0 |  | 1 | THB | O |  | 0 | D | 0 |  |  |  |  | Non-Move | Non-Move | Non-Move
389567 | 03 | 75034592800 | PLC,ME800A-E,FOXBORO [ZN] | PT011 | ST | 13500 | 74 | 0 | 1 | W5-C-2 | mntprog1 | 2018-07-14 |  | ZN | SP00 | 824 | 1 | mntprog1 | 2021-04-05 | X | 1002 | V | SPO | 32151700 | 32151700 | 75 | X | [6 empty] | 0 |  | 0 | THB | O |  | 0 | D | 0 |  |  |  |  | Non-Move | Non-Move | Non-Move
389568 | 03 | 75034593001 | PLC,6DD1600-0AF0,SIEMENS [ZN] | PT011 | PC | 1 | 30 | 0 | 1 | W5-C-3 | mntprog1 | 2018-07-14 |  | ZN | SP00 | 824 | 1 | mntprog1 | 2021-04-05 | X | 1002 | V | SPO | 32151700 | 32151700 | 75 | X | [6 empty] | 0 |  | 0 | THB | O |  | 0 | D | 0 |  |  |  |  | Non-Move | Non-Move | Non-Move
389569 | 03 | 75034593003 | PLC,6DD16110AE0,SIEMENS [ZN] | PT011 | PC | 1 | 30 | 0 | 1 | W5-C-3 | mntprog1 | 2018-07-14 |  | ZN | SP00 | 824 | 1 | mntprog1 | 2021-04-05 | X | 1002 | V | SPO | 32151700 | 32151700 | 75 | X | [6 empty] | 0 |  | 0 | THB | O |  | 0 | D | 0 |  |  |  |  | Non-Move | Non-Move | Non-Move
389570 | 03 | 75034593005 | PLC,6DD1640-0AD0,SIEMENS [ZN] | PT011 | PC | 158627.42 | 175 | 3 | 4 | W5-C-3 | mntprog1 | 2018-07-14 |  | ZN | SP00 | 824 | 1 | mntprog1 | 2021-04-05 | X | 1002 | V | SPO | 32151700 | 32151700 | 75 | X | [6 empty] | 0 |  | 0 | THB | O |  | 0 | D | 0 |  |  |  |  | Non-Move | Non-Move | Non-Move
389571 | 03 | 75034593009 | PLC,6DD1670-0AFO,SIEMENS [ZN] | PT011 | PC | 147250 | 148 | 0 | 1 | W5-A-1 | mntprog1 | 2018-07-14 |  | ZN | SP00 | 824 | 1 | mntprog1 | 2021-04-05 | X | 1002 | V | SPO | 32151700 | 32151700 | 75 | X | [6 empty] | 0 |  | 0 | THB | O |  | 0 | D | 0 |  |  |  |  | Non-Move | Non-Move | Non-Move
389572 | 03 | 75034593010 | PLC,6DD16881AAO,SIEMENS [ZN] | PT011 | PC | 1 | 30 | 0 | 1 | W5-C-2 | mntprog1 | 2018-07-14 |  | ZN | SP00 | 824 | 1 | mntprog1 | 2021-04-05 | X | 1002 | V | SPO | 32151700 | 32151700 | 75 | X | [6 empty] | 0 |  | 0 | THB | O |  | 0 | D | 0 |  |  |  |  | Non-Move | Non-Move | Non-Move
389573 | 03 | 75034593015 | PLC,6DD1681-0AE1,SIEMENS [ZN] | PT011 | PC | 1 | 30 | 0 | 1 | W5-C-3 | mntprog1 | 2018-07-14 |  | ZN | SP00 | 824 | 1 | mntprog1 | 2021-04-05 | X | 1002 | V | SPO | 32151700 | 32151700 | 75 | X | [6 empty] | 0 |  | 0 | THB | O |  | 0 | D | 0 |  |  |  |  | Non-Move | Non-Move | Non-Move
389574 | 03 | 75034593020 | PLC,6DD1681-0AG1,SIEMENS [ZN] | PT011 | PC | 1 | 30 | 0 | 1 | W5-C-2 | mntprog1 | 2018-07-14 |  | ZN | SP00 | 824 | 1 | mntprog1 | 2021-04-05 | X | 1002 | V | SPO | 32151700 | 32151700 | 75 | X | [6 empty] | 0 |  | 0 | THB | O |  | 0 | D | 0 |  |  |  |  | Non-Move | Non-Move | Non-Move
389575 | 03 | 75034593025 | PLC,6DD1681-OAH1,SIEMENS [ZN] | PT011 | PC | 7055 | 108 | 0 | 1 | W5-C-3 | mntprog1 | 2018-07-14 |  | ZN | SP00 | 824 | 1 | mntprog1 | 2021-04-05 | X | 1002 | V | SPO | 32151700 | 32151700 | 75 | X | [6 empty] | 0 |  | 0 | THB | O |  | 0 | D | 0 |  |  |  |  | Non-Move | Non-Move | Non-Move
389576 | 03 | 75034593026 | PLC,?,6EW 1810-ZAA,SIEMENS, {ZN} | PT011 | PC | 80000.5 | 111 | 0 | 2 | W5,FLOOR | mntprog1 | 2018-07-14 |  | ZN | SP00 | 824 | 1 | mntprog1 | 2021-04-05 | X | 1002 | V | SPO | 32151700 | 32151700 | 75 | X | [6 empty] | 0 |  | 0 | THB | O |  | 0 | D | 0 |  |  |  |  | Non-Move | Non-Move | Non-Move
389577 | 03 | 75034593030 | PLC,SIMADYN INTERFACE,MCRCI/UOE รอ{9} | PT011 | PC | 4750 | 90 | 0 | 1 | 35-D-1 | mntprog1 | 2018-07-14 |  | ND | SP00 | 824 | 1 | mntprog1 | 2019-05-26 | X | 1002 | V | SPO | 32151700 | 32151700 | 75 | X | [6 empty] | 0 |  | 1 | THB | O |  | 0 | D | 0 |  |  |  |  | Non-Move | Non-Move | Non-Move
389578 | 03 | 75034593035 | PLC,ISOLATING AMPLIFI.,MCR-C-U/I-4-DCI | PT011 | PC | 5550 | 30 | 0 | 1 | 75-B-4 | mntprog1 | 2018-07-14 |  | VB | SP00 | 824 | 1 | attagons | 2020-10-14 | X | 1002 | V | SPO | 32151700 | 32151700 | 75 | X | [6 empty] | 0 |  | 1 | THB | O |  | 0 | D | 0 |  |  |  |  | Non-Move | Non-Move | Non-Move
389579 | 03 | 75034593040 | PLC,EMUG45-4REL/KSR-G24,SIEMENS [ZN] | PT011 | PC | 1 | 30 | 0 | 1 | W5-C-2 | mntprog1 | 2018-07-14 |  | ZN | SP00 | 824 | 1 | mntprog1 | 2021-04-05 | X | 1002 | V | SPO | 32151700 | 32151700 | 75 | X | [6 empty] | 0 |  | 0 | THB | O |  | 0 | D | 0 |  |  |  |  | Non-Move | Non-Move | Non-Move
389580 | 03 | 75034594810 | DCS,CARD AI,AI810,ABB | PT011 | PC | 13800 | 90 | 1 | 2 | 75-E-6 | mntprog1 | 2018-07-14 |  | VB | SP00 | 824 | 1 | attagons | 2020-10-14 |  | 1002 | V | SPO | 32152000 | 32152000 | 75 | X | [6 empty] | 0 |  | 1 | THB | O |  | 0 | D | 0 |  |  |  |  | Non-Move | Non-Move | Non-Move
389581 | 03 | 75034595810 | DCS,CARD ANALOG OUTPUT,AO810,24VDC,ABB | PT011 | PC | 28900 | 30 | 1 | 2 | 75-E-6 | mntprog1 | 2018-07-14 |  | VB | SP00 | 824 | 1 | attagons | 2020-10-14 |  | 1002 | V | SPO | 32152000 | 32152000 | 75 | X | [6 empty] | 0 |  | 1 | THB | O |  | 0 | D | 0 |  |  |  |  | Non-Move | Non-Move | Non-Move
389583 | 03 | 75034598520 | FAN,REX62A4,,85W 200V 350 VAC,(5) | PT010 | ST | 1898 | 30 | 0 | 1 | 32-C-3 | mntprog1 | 2018-07-14 |  | ND | SP00 |  | 1 | attagons | 2020-10-14 |  | 1002 | V | SPO | 40101604 | 40101604 | 75 | X | [6 empty] | 0 |  | 1 | THB | O |  | 0 | D | 0 |  |  |  |  | Non-Move | Non-Move | Non-Move
389584 | 03 | 75034599810 | CARD dcs MTU' ABB' TU810V1,Compact PM#5 | PT011 | PC | 3750 | 30 | 1 | 2 | 75-E-3 | mntprog1 | 2018-07-14 |  | VB | SP00 | 824 | 1 | attagons | 2020-10-14 | X | 1002 | V | SPO | 32152000 | 32152000 | 75 | X | [6 empty] | 0 |  | 1 | THB | O |  | 0 | D | 0 |  |  |  |  | Non-Move | Non-Move | Non-Move
389585 | 03 | 75034600060 | PLC,?,DDSCR-GL60V,YASKAWA, {ZN} | PT011 | PC | 85213.27 | 30 | 0 | 1 | W5-1-B-3 | mntprog1 | 2018-07-14 |  | ZN | SP00 | 824 | 1 | mntprog1 | 2021-04-05 |  | 1002 | V | SPO | 32151700 | 32151700 | 75 | X | [6 empty] | 0 |  | 0 | THB | O |  | 0 | D | 0 |  |  |  |  | Non-Move | Non-Move | Non-Move
389586 | 03 | 75034600095 | DC MOTOR CTRL,SCR MODULE,MCC95-16I01 | PT011 | PC | 1740 | 60 | 1 | 2 | 33-B-8 | mntprog1 | 2018-07-14 |  | VB | SP00 | 824 | 1 | attagons | 2020-10-14 |  | 1002 | V | SPO | 39122002 | 39122002 | 75 | X | [6 empty] | 0 |  | 1 | THB | O |  | 0 | D | 0 |  |  |  |  | Non-Move | Non-Move | Non-Move
389587 | 03 | 75034600100 | PLC,DDSCR-GL60S2V,DUD005770,YASKAWA [ZN] | PT011 | PC | 87926.17 | 294 | 0 | 3 | W5-,A2-C | mntprog1 | 2018-07-14 |  | ZN | SP00 | 824 | 1 | mntprog1 | 2021-04-05 | X | 1002 | V | SPO | 32151700 | 32151700 | 75 | X | [6 empty] | 0 |  | 0 | THB | O |  | 0 | D | 0 |  |  |  |  | Non-Move | Non-Move | Non-Move
389588 | 03 | 75034600105 | PLC,DDSCR-GL60S2V,DUD005800,YASKAWA [ZN] | PT011 | PC | 60603.26 | 30 | 3 | 7 | W5-,A2-C | mntprog1 | 2018-07-14 |  | ZN | SP00 | 824 | 1 | mntprog1 | 2021-04-05 | X | 1002 | V | SPO | 32151700 | 32151700 | 75 | X | [6 empty] | 0 |  | 0 | THB | O |  | 0 | D | 0 |  |  |  |  | Non-Move | Non-Move | Non-Move
389589 | 03 | 75034600106 | DCS,CARD QCS,019684-013,ACCURAY [ZN] | PT011 | PC | 543 | 30 | 3 | 6 | W5-,A2-D-7 | mntprog1 | 2018-07-14 |  | ZN | SP00 | 824 | 1 | mntprog1 | 2021-04-05 | X | 1002 | V | SPO | 32152000 | 32152000 | 75 | X | [6 empty] | 0 |  | 0 | THB | O |  | 0 | D | 0 |  |  |  |  | Non-Move | Non-Move | Non-Move
389590 | 03 | 75034600107 | DCS,CARD QCS,019684-033,ACCURAY [ZN] | PT011 | PC | 550 | 30 | 3 | 6 | W5-,A2-D-7 | mntprog1 | 2018-07-14 |  | ZN | SP00 | 824 | 1 | mntprog1 | 2021-04-05 | X | 1002 | V | SPO | 32152000 | 32152000 | 75 | X | [6 empty] | 0 |  | 0 | THB | O |  | 0 | D | 0 |  |  |  |  | Non-Move | Non-Move | Non-Move
389591 | 03 | 75034600108 | DCS,CARD QCS,019684-004,ACCURAY [ZN] | PT011 | PC | 543 | 30 | 3 | 6 | W5-,A2-D-5 | mntprog1 | 2018-07-14 |  | ZN | SP00 | 824 | 1 | mntprog1 | 2021-04-05 | X | 1002 | V | SPO | 32152000 | 32152000 | 75 | X | [6 empty] | 0 |  | 0 | THB | O |  | 0 | D | 0 |  |  |  |  | Non-Move | Non-Move | Non-Move
389592 | 03 | 75034600110 | PLC,A1SD71-S2,MITSUBISHI | PT011 | UT | 15000 | 54 | 0 | 1 | 75-B-2 | mntprog1 | 2018-07-14 |  | VB | SP00 | 824 | 1 | attagons | 2020-10-14 |  | 1002 | V | SPO | 32151700 | 32151700 | 75 | X | [6 empty] | 0 |  | 1 | THB | O |  | 0 | D | 0 |  |  |  |  | Non-Move | Non-Move | Non-Move
389593 | 03 | 75034600120 | PLC,6ES5 102-8 MA02,SIEMENS [ZN] | PT011 | PC | 9800 | 30 | 0 | 1 | W5-,A2-D-8 | mntprog1 | 2018-07-14 |  | ZN | SP00 | 824 | 1 | mntprog1 | 2021-04-05 | X | 1002 | V | SPO | 32151700 | 32151700 | 75 | X | [6 empty] | 0 |  | 0 | THB | O |  | 0 | D | 0 |  |  |  |  | Non-Move | Non-Move | Non-Move
389594 | 03 | 75034600132 | PLC,JAMSC-IF61V,YASKAWA [ZN] | PT011 | PC | 34832.36 | 240 | 0 | 4 | W5-1-B-3 | mntprog1 | 2018-07-14 |  | ZN | SP00 | 824 | 1 | mntprog1 | 2021-04-05 | X | 1002 | V | SPO | 32151700 | 32151700 | 75 | X | [6 empty] | 0 |  | 0 | THB | O |  | 0 | D | 0 |  |  |  |  | Non-Move | Non-Move | Non-Move
389595 | 03 | 75034600134 | PLC,A1SJ71UC24-R2,MITSUBISHI | PT011 | UT | 9920 | 54 | 0 | 1 | 75-B-2 | mntprog1 | 2018-07-14 |  | VB | SP00 | 824 | 1 | attagons | 2020-10-14 | X | 1002 | V | SPO | 32151700 | 32151700 | 75 | X | [6 empty] | 0 |  | 1 | THB | O |  | 0 | D | 0 |  |  |  |  | Non-Move | Non-Move | Non-Move
389596 | 03 | 75034600135 | INVERTER,CARD,6SE7090-OXX84-OAFO, [5] | PT011 | PC | 1 | 60 | 0 | 0 | 75-B-2 | mntprog1 | 2018-07-14 |  | ND | SP00 | 821 | 1 | attagons | 2020-10-14 | X | 1002 | V | SPO | 39122001 | 39122001 | 75 | X | [6 empty] | 0 |  | 1 | THB | O |  | 0 | D | 0 |  |  |  |  | Non-Move | Non-Move | Non-Move
389597 | 03 | 75034600140 | PLC,CARD IO,JAMSC-IF62AV,YASKAWA, {ZN} | PT011 | PC | 52402.5 | 146 | 0 | 1 | W5-,A2-D-8 | mntprog1 | 2018-07-14 |  | ZN | SP00 | 824 | 1 | mntprog1 | 2021-04-05 | X | 1002 | V | SPO | 32151700 | 32151700 | 75 | X | [6 empty] | 0 |  | 0 | THB | O |  | 0 | D | 0 |  |  |  |  | Non-Move | Non-Move | Non-Move
389598 | 03 | 75034600145 | PLC,JAMSC-B2807 V,YASKAWA [ZN] | PT011 | PC | 38774.32 | 30 | 1 | 3 | W5-,A2-B | mntprog1 | 2018-07-14 |  | ZN | SP00 | 824 | 1 | mntprog1 | 2021-04-05 | X | 1002 | V | SPO | 32151700 | 32151700 | 75 | X | [6 empty] | 0 |  | 0 | THB | O |  | 0 | D | 0 |  |  |  |  | Non-Move | Non-Move | Non-Move
389599 | 03 | 75034600147 | PLC,CARD DI,A1SX42,MITSUBISHI | PT011 | UT | 7510 | 50 | 0 | 1 | 75-B-2 | mntprog1 | 2018-07-14 |  | VB | SP00 | 824 | 1 | attagons | 2020-10-14 | X | 1002 | V | SPO | 32151700 | 32151700 | 75 | X | [6 empty] | 0 |  | 1 | THB | O |  | 0 | D | 0 |  |  |  |  | Non-Move | Non-Move | Non-Move
389600 | 03 | 75034600152 | PLC,JAMSC-IF60V,YASKAWA [ZN] | PT011 | PC | 35583.6 | 178 | 3 | 5 | W5-,A2-B | mntprog1 | 2018-07-14 |  | ZN | SP00 | 824 | 1 | mntprog1 | 2021-04-05 |  | 1002 | V | SPO | 32151700 | 32151700 | 75 | X | [6 empty] | 0 |  | 0 | THB | O |  | 0 | D | 0 |  |  |  |  | Non-Move | Non-Move | Non-Move
389601 | 03 | 75034600154 | PLC,JAMSC-B2701V,YASKAWA [ZN] | PT011 | PC | 16461.4 | 30 | 3 | 6 | W5-,A2-B | mntprog1 | 2018-07-14 |  | ZN | SP00 | 824 | 1 | mntprog1 | 2021-04-05 | X | 1002 | V | SPO | 32151700 | 32151700 | 75 | X | [6 empty] | 0 |  | 0 | THB | O |  | 0 | D | 0 |  |  |  |  | Non-Move | Non-Move | Non-Move
389602 | 03 | 75034600160 | PLC,CARD,JAMSC-B2507AV,YASKAWA | PT011 | PC | 16900 | 121 | 5 | 10 | 35-B-7 | mntprog1 | 2018-07-14 |  | VB | SP00 | 824 | 1 | attagons | 2020-10-14 | X | 1002 | V | SPO | 32151700 | 32151700 | 75 | X | [6 empty] | 0 |  | 1 | THB | O |  | 0 | D | 0 |  |  |  |  | Non-Move | Non-Move | Non-Move
389603 | 03 | 75034600162 | DC MOTOR CTRL,SCR MODULE,MCC162-16I01 | PT011 | PC | 3050 | 60 | 3 | 6 | 75-B-3 | mntprog1 | 2018-07-14 |  | VB | SP00 | 824 | 1 | attagons | 2020-10-14 |  | 1002 | V | SPO | 39122002 | 39122002 | 75 | X | [6 empty] | 0 |  | 1 | THB | O |  | 0 | D | 0 |  |  |  |  | Non-Move | Non-Move | Non-Move
389604 | 03 | 75034600165 | PLC,CARD INPUT,JAMSC-B2603 V,YASKAWA [ZN | PT011 | PC | 15900 | 156 | 2 | 4 | W5-,A2-C | mntprog1 | 2018-07-14 |  | ZN | SP00 | 824 | 1 | mntprog1 | 2021-04-05 | X | 1002 | V | SPO | 32151700 | 32151700 | 75 | X | [6 empty] | 0 |  | 0 | THB | O |  | 0 | D | 0 |  |  |  |  | Non-Move | Non-Move | Non-Move
389605 | 03 | 75034600167 | PLC,AMSC-B2605 V,YASKAWA [ZN] | PT011 | PC | 24800 | 30 | 4 | 8 | W5-,A2-B | mntprog1 | 2018-07-14 |  | ZN | SP00 | 824 | 1 | mntprog1 | 2021-04-05 | X | 1002 | V | SPO | 32151700 | 32151700 | 75 | X | [6 empty] | 0 |  | 0 | THB | O |  | 0 | D | 0 |  |  |  |  | Non-Move | Non-Move | Non-Move
389606 | 03 | 75034600173 | PLC,CARD NPUT,JAMSC-B2703 V,YASKAWA [ZN] | PT011 | PC | 44600 | 167 | 4 | 5 | W5-,A2-A | mntprog1 | 2018-07-14 |  | ZN | SP00 | 824 | 1 | mntprog1 | 2021-04-05 | X | 1002 | V | SPO | 32151700 | 32151700 | 75 | X | [6 empty] | 0 |  | 0 | THB | O |  | 0 | D | 0 |  |  |  |  | Non-Move | Non-Move | Non-Move
389607 | 03 | 75034600182 | PLC,6ES5 465-7LA13,SIEMENS [ZN] | PT011 | PC | 59000 | 66 | 0 | 1 | W5-,A2-C | mntprog1 | 2018-07-14 |  | ZN | SP00 | 824 | 1 | mntprog1 | 2021-04-09 | X | 1002 | V | SPO | 32151700 | 32151700 | 75 | X | [6 empty] | 0 |  | 0 | THB | O |  | 0 | D | 0 |  |  |  |  | Non-Move | Non-Move | Non-Move
389608 | 03 | 75034600183 | PLC,6ES5 420-7LA11,SIEMENS [ZN] | PT011 | PC | 1 | 30 | 0 | 1 | W5-,A2-C | mntprog1 | 2018-07-14 |  | ZN | SP00 | 824 | 1 | mntprog1 | 2021-04-09 | X | 1002 | V | SPO | 32151700 | 32151700 | 75 | X | [6 empty] | 0 |  | 0 | THB | O |  | 0 | D | 0 |  |  |  |  | Non-Move | Non-Move | Non-Move
389609 | 03 | 75034600184 | INVERTER,CARD,6SC9844OJF10,SIMOVERT' [ZN | PT011 | PC | 1 | 30 | 0 | 1 | W5-1-A-2 | mntprog1 | 2018-07-14 |  | ZN | SP00 | 821 | 1 | mntprog1 | 2021-04-09 | X | 1002 | V | SPO | 39122001 | 39122001 | 75 | X | [6 empty] | 0 |  | 0 | THB | O |  | 0 | D | 0 |  |  |  |  | Non-Move | Non-Move | Non-Move
389610 | 03 | 75034600185 | PLC,JAMSC-IF64 V,YASKAWA [ZN] | PT011 | PC | 36001.88 | 30 | 0 | 2 | W5-,A2-C | mntprog1 | 2018-07-14 |  | ZN | SP00 | 824 | 1 | mntprog1 | 2021-04-09 | X | 1002 | V | SPO | 32151700 | 32151700 | 75 | X | [6 empty] | 0 |  | 0 | THB | O |  | 0 | D | 0 |  |  |  |  | Non-Move | Non-Move | Non-Move
389611 | 03 | 75034600186 | INVERTER,CARD,6SE7016OEA841HF2 {9},{9} | PT011 | PC | 1 | 30 | 0 | 1 | 35-E-4 | mntprog1 | 2018-07-14 |  | ND | SP00 | 821 | 1 | mntprog1 | 2019-05-26 | X | 1002 | V | SPO | 39122001 | 39122001 | 75 | X | [6 empty] | 0 |  | 1 | THB | O |  | 0 | D | 0 |  |  |  |  | Non-Move | Non-Move | Non-Move
389612 | 03 | 75034600187 | INVERTER,CARD,6SE7021OEA841HF2,SIMOV [ZN | PT011 | PC | 1 | 30 | 0 | 1 | W5-C-4 | mntprog1 | 2018-07-14 |  | ZN | SP00 | 821 | 1 | mntprog1 | 2021-04-09 | X | 1002 | V | SPO | 39122001 | 39122001 | 75 | X | [6 empty] | 0 |  | 0 | THB | O |  | 0 | D | 0 |  |  |  |  | Non-Move | Non-Move | Non-Move
389613 | 03 | 75034600188 | INVERTER,CARD,'6SE70312HF841BGO [ZN] | PT011 | PC | 1 | 30 | 0 | 1 | W5-A-1 | mntprog1 | 2018-07-14 |  | ZN | SP00 | 821 | 1 | mntprog1 | 2021-04-09 | X | 1002 | V | SPO | 39122001 | 39122001 | 75 | X | [6 empty] | 0 |  | 0 | THB | O |  | 0 | D | 0 |  |  |  |  | Non-Move | Non-Move | Non-Move
389614 | 03 | 75034600189 | INVERTER,CARD,6SE70317HH841HJO,SIMO [ZN] | PT011 | PC | 1 | 30 | 0 | 1 | W5-C-2 | mntprog1 | 2018-07-14 |  | ZN | SP00 | 821 | 1 | mntprog1 | 2021-04-09 | X | 1002 | V | SPO | 39122001 | 39122001 | 75 | X | [6 empty] | 0 |  | 0 | THB | O |  | 0 | D | 0 |  |  |  |  | Non-Move | Non-Move | Non-Move
389615 | 03 | 75034600190 | PLC,PLC POWER,JRMSP-PS 62V,YASKAWA [ZN] | PT011 | PC | 25722.97 | 90 | 1 | 3 | W5-,A2-A | mntprog1 | 2018-07-14 |  | ZN | SP00 | 824 | 1 | mntprog1 | 2021-04-09 | X | 1002 | V | SPO | 32151700 | 32151700 | 75 | X | [6 empty] | 0 |  | 0 | THB | O |  | 0 | D | 0 |  |  |  |  | Non-Move | Non-Move | Non-Move
389616 | 03 | 75034600192 | INVERTER,CARD,'6XC9844OJF60,SIMOV [ZN] | PT011 | PC | 1 | 30 | 0 | 1 | W5,FLOOR | mntprog1 | 2018-07-14 |  | ZN | SP00 | 821 | 1 | mntprog1 | 2021-04-09 | X | 1002 | V | SPO | 39122001 | 39122001 | 75 | X | [6 empty] | 0 |  | 0 | THB | O |  | 0 | D | 0 |  |  |  |  | Non-Move | Non-Move | Non-Move
389617 | 03 | 75034600193 | INVERTER,CARD,6SC9844OJHOO,SIMOVE [ZN] | PT011 | PC | 1 | 30 | 0 | 1 | W5,FLOOR | mntprog1 | 2018-07-14 |  | ZN | SP00 | 821 | 1 | mntprog1 | 2021-04-09 | X | 1002 | V | SPO | 39122001 | 39122001 | 75 | X | [6 empty] | 0 |  | 0 | THB | O |  | 0 | D | 0 |  |  |  |  | Non-Move | Non-Move | Non-Move
389618 | 03 | 75034600195 | PLC,RMSP-PS 26V,YASKAWA | PT011 | PC | 41000 | 238 | 3 | 7 | 35-A-6 | mntprog1 | 2018-07-14 |  | VB | SP00 | 824 | 1 | attagons | 2020-10-14 |  | 1002 | V | SPO | 32151700 | 32151700 | 75 | X | [6 empty] | 0 |  | 1 | THB | O |  | 0 | D | 0 |  |  |  |  | Non-Move | Non-Move | Non-Move
389619 | 03 | 75034600196 | INVERTER,CARD,6SE70318EF841BHO,SIMO [ZN] | PT011 | PC | 5700.5 | 30 | 0 | 2 | W5-C-2 | mntprog1 | 2018-07-14 |  | ZN | SP00 | 821 | 1 | mntprog1 | 2021-04-09 | X | 1002 | V | SPO | 39122001 | 39122001 | 75 | X | [6 empty] | 0 |  | 0 | THB | O |  | 0 | D | 0 |  |  |  |  | Non-Move | Non-Move | Non-Move
389620 | 03 | 75034600197 | INVERTER,CARD,6SE70317HF841HHO,SIMO [ZN] | PT011 | PC | 1 | 30 | 0 | 1 | W5-C-2 | mntprog1 | 2018-07-14 |  | ZN | SP00 | 821 | 1 | mntprog1 | 2021-04-09 | X | 1002 | V | SPO | 39122001 | 39122001 | 75 | X | [6 empty] | 0 |  | 0 | THB | O |  | 0 | D | 0 |  |  |  |  | Non-Move | Non-Move | Non-Move
389621 | 03 | 75034600198 | INVERTER,CARD,'6SE70318EF841JCO [wo] | PT011 | PC | 1 | 30 | 0 | 1 | 35-E-3 | mntprog1 | 2018-07-14 |  | ZN | SP00 | 821 | 1 | mntprog1 | 2019-04-05 | X | 1002 | V | SPO | 39122001 | 39122001 | 75 | X | [6 empty] | 0 |  | 1 | THB | O |  | 0 | D | 0 |  |  |  |  | Non-Move | Non-Move | Non-Move
389622 | 03 | 75034600200 | INVERTER,CARD,MG25N2C,STR000171 {9},{9} | PT011 | PC | 4500 | 148 | 1 | 3 | 29-C-3 | mntprog1 | 2018-07-14 |  | ND | SP00 | 821 | 1 | mntprog1 | 2019-05-26 | X | 1002 | V | SPO | 39122001 | 39122001 | 75 | X | [6 empty] | 0 |  | 1 | THB | O |  | 0 | D | 0 |  |  |  |  | Non-Move | Non-Move | Non-Move
389623 | 03 | 75034600255 | DC MOTOR CTRL,SCR MODULE,MCC225-16I01 | PT011 | PC | 6100 | 65 | 3 | 6 | 33-B-7 | mntprog1 | 2018-07-14 |  | VB | SP00 | 824 | 1 | attagons | 2020-10-14 |  | 1002 | V | SPO | 39122002 | 39122002 | 75 | X | [6 empty] | 0 |  | 1 | THB | O |  | 0 | D | 0 |  |  |  |  | Non-Move | Non-Move | Non-Move
389624 | 03 | 75034600316 | dcsSUBCARRIER'ABB'SC520,3BSE008316R1 | PT011 | PC | 188000 | 30 | 0 | 1 | 75-D-3 | mntprog1 | 2018-07-14 |  | VB | SP00 | 824 | 1 | attagons | 2020-10-14 | X | 1002 | V | SPO | 32152000 | 32152000 | 75 | X | [6 empty] | 0 |  | 1 | THB | O |  | 0 | D | 0 |  |  |  |  | Non-Move | Non-Move | Non-Move
389625 | 03 | 75034600330 | DC MOTOR CTRL,SCR MODULE,TT330N16KOF | PT011 | PC | 7650 | 65 | 3 | 6 | 75-B-1 | mntprog1 | 2018-07-14 |  | VB | SP00 | 821 | 1 | attagons | 2020-10-14 |  | 1002 | V | SPO | 39122002 | 39122002 | 75 | X | [6 empty] | 0 |  | 1 | THB | O |  | 0 | D | 0 |  |  |  |  | Non-Move | Non-Move | Non-Move
389626 | 03 | 75034600366 | MOTOR,AC,50 HZ,90 KW,1500 1/MIN,MOTOR(5) | PT010 | PC | 249400 | 60 | 0 | 1 | NEW STOCK | mntprog1 | 2018-07-14 |  | ND | SP00 | 821 | 1 | attagons | 2020-10-14 | X | 1002 | V | SPO | 26101100 | 26101100 | 75 | X | [6 empty] | 0 |  | 1 | THB | O |  | 0 | D | 0 |  |  |  |  | Non-Move | Non-Move | Non-Move
389627 | 03 | 75034600425 | DC MOTOR CTRL,SCR MODULE,TT425N16KOF | PT011 | PC | 6495 | 60 | 1 | 3 | 75-B-2 | mntprog1 | 2018-07-14 |  | VB | SP00 | 821 | 1 | attagons | 2020-10-14 |  | 1002 | V | SPO | 39122002 | 39122002 | 75 | X | [6 empty] | 0 |  | 1 | THB | O |  | 0 | D | 0 |  |  |  |  | Non-Move | Non-Move | Non-Move
389628 | 03 | 75034600520 | CARDdcsSYSTEMSTATUS'ABB'TC520,3BS | PT011 | PC | 12834 | 71 | 0 | 1 | 75-C-6 | mntprog1 | 2018-07-14 |  | VB | SP00 | 824 | 1 | attagons | 2020-10-14 | X | 1002 | V | SPO | 32152000 | 32152000 | 75 | X | [6 empty] | 0 |  | 1 | THB | O |  | 0 | D | 0 |  |  |  |  | Non-Move | Non-Move | Non-Move
389629 | 03 | 75034600570 | DC MOTOR CTRL,SCR MODULE,TT57016KOF | PT011 | PC | 11375.99 | 60 | 2 | 4 | 75-B-2 | mntprog1 | 2018-07-14 |  | VB | SP00 | 824 | 1 | attagons | 2020-10-14 |  | 1002 | V | SPO | 39122002 | 39122002 | 75 | X | [6 empty] | 0 |  | 1 | THB | O |  | 0 | D | 0 |  |  |  |  | Non-Move | Non-Move | Non-Move
389630 | 03 | 75034600807 | CARDdcsBUS'ABB'TB807,3BSE008538R1 | PT011 | PC | 372 | 71 | 1 | 2 | 75-D-5 | mntprog1 | 2018-07-14 |  | VB | SP00 | 824 | 1 | attagons | 2020-10-14 | X | 1002 | V | SPO | 32152000 | 32152000 | 75 | X | [6 empty] | 0 |  | 1 | THB | O |  | 0 | D | 0 |  |  |  |  | Non-Move | Non-Move | Non-Move
389631 | 03 | 75034600811 | DCS,CARD TERMINATOR,TU811V1,3BSE0132 | PT011 | PC | 4555 | 71 | 1 | 2 | 75-C-7 | mntprog1 | 2018-07-14 |  | VB | SP00 | 824 | 1 | attagons | 2020-10-14 | X | 1002 | V | SPO | 32152000 | 32152000 | 75 | X | [6 empty] | 0 |  | 1 | THB | O |  | 0 | D | 0 |  |  |  |  | Non-Move | Non-Move | Non-Move
389632 | 03 | 75034600820 | CARDdcsBUS'ABB'TB820V2,3BSE013208R1 | PT011 | PC | 13800 | 71 | 0 | 1 | 75-D-1 | mntprog1 | 2018-07-14 |  | VB | SP00 | 824 | 1 | attagons | 2020-10-14 |  | 1002 | V | SPO | 32152000 | 32152000 | 75 | X | [6 empty] | 0 |  | 1 | THB | O |  | 0 | D | 0 |  |  |  |  | Non-Move | Non-Move | Non-Move
389633 | 03 | 75034600838 | DCS,CARD TERMINATOR,TU838,ABB [SD] | PT011 | PC | 10455 | 90 | 1 | 2 | 75-E-5 | mntprog1 | 2018-07-14 |  | VB | SP00 | 824 | 1 | mntprog1 | 2021-04-05 | X | 1002 | V | SPO | 32152000 | 32152000 | 75 | X | [6 empty] | 0 |  | 1 | THB | O |  | 0 | D | 0 |  |  |  |  | Non-Move | Non-Move | Non-Move
389634 | 03 | 75034601010 | DC MOTOR CTRL,CARD,803456-21T {ZN} | PT012 | PC | 358400 | 38 | 0 | 1 | W5-FLOOR | mntprog1 | 2018-07-14 |  | ZN | SP00 | 821 | 1 | mntprog1 | 2021-04-09 | X | 1002 | V | SPO | 39122002 | 39122002 | 75 | X | [6 empty] | 0 |  | 0 | THB | O |  | 0 | D | 0 |  |  |  |  | Non-Move | Non-Move | Non-Move
389635 | 03 | 75034601100 | PCB,CONTROL,6RB2100-0NA01,SIMODRIVE,{9} | PT011 | PC | 1 | 60 | 0 | 1 | 76-C-5 | mntprog1 | 2018-07-14 |  | ND | SP00 | 824 | 1 | mntprog1 | 2019-05-26 | X | 1002 | V | SPO | 32101513 | 32101513 | 75 | X | [6 empty] | 0 |  | 1 | THB | O |  | 0 | D | 0 |  |  |  |  | Non-Move | Non-Move | Non-Move
389636 | 03 | 75034601210 | DCS,CARD,DI810,24V,ABB | PT011 | PC | 8500 | 65 | 0 | 1 | 75-E-6 | mntprog1 | 2018-07-14 |  | VB | SP00 | 824 | 1 | attagons | 2020-10-14 |  | 1002 | V | SPO | 32152000 | 32152000 | 75 | X | [6 empty] | 0 |  | 1 | THB | O |  | 0 | D | 0 |  |  |  |  | Non-Move | Non-Move | Non-Move
389637 | 03 | 75034601221 | CARD dcs 'ABB' DI821/3BSE008550R1,220 | PT011 | PC | 11088.89 | 30 | 1 | 3 | 75-E-7 | mntprog1 | 2018-07-14 |  | VB | SP00 | 824 | 1 | attagons | 2020-10-14 |  | 1002 | V | SPO | 32152000 | 32152000 | 75 | X | [6 empty] | 0 |  | 1 | THB | O |  | 0 | D | 0 |  |  |  |  | Non-Move | Non-Move | Non-Move
389638 | 03 | 75034601282 | DCS,CARD DO,DO820,3BSE008514R1,ABB | PT011 | PC | 11800 | 65 | 1 | 2 | 75-E-3 | mntprog1 | 2018-07-14 |  | VB | SP00 | 824 | 1 | mntprog1 | 2020-12-12 |  | 1002 | V | SPO | 32152000 | 32152000 | 75 | X | [6 empty] | 0 |  | 1 | THB | O |  | 0 | D | 0 |  |  |  |  | Non-Move | Non-Move | Non-Move
389639 | 03 | 75034601310 | DCS,CARD,,CI810BA F10,3BSE020520R1,ABB | PT011 | PC | 56995 | 60 | 0 | 1 | 75-C-8 | mntprog1 | 2018-07-14 |  | VB | SP00 | 824 | 1 | mntprog1 | 2021-01-25 | X | 1002 | V | SPO | 32152000 | 32152000 | 75 | X | [6 empty] | 0 |  | 1 | THB | O |  | 0 | D | 0 |  |  |  |  | Non-Move | Non-Move | Non-Move
389640 | 03 | 75034601366 | MOTOR,AC,50 HZ,132 KW,1500 1/MIN,MOTOR(5 | PT010 | PC | 393080 | 60 | 0 | 1 | NEW STOCK | mntprog1 | 2018-07-14 |  | ND | SP00 | 821 | 1 | attagons | 2020-10-14 |  | 1002 | V | SPO | 26101100 | 26101100 | 75 | X | [6 empty] | 0 |  | 1 | THB | O |  | 0 | D | 0 |  |  |  |  | Non-Move | Non-Move | Non-Move
389641 | 03 | 75034601411 | PCB ,9AB41411 FB07,SIEMENS [ZN] | PT011 | PC | 212301.25 | 30 | 1 | 2 | W5-,A2-D-5 | mntprog1 | 2018-07-14 |  | ZN | SP00 | 824 | 1 | mntprog1 | 2021-04-09 | X | 1002 | V | SPO | 32101513 | 32101513 | 75 | X | [6 empty] | 0 |  | 0 | THB | O |  | 0 | D | 0 |  |  |  |  | Non-Move | Non-Move | Non-Move
389642 | 03 | 75034601413 | PCB,MODULE CPU,9AB41413 FJ,SIEMENS [ZN] | PT011 | PC | 49955 | 30 | 1 | 2 | W5-C-2 | mntprog1 | 2018-07-14 |  | ZN | SP00 | 824 | 1 | mntprog1 | 2021-04-09 | X | 1002 | V | SPO | 32101513 | 32101513 | 75 | X | [6 empty] | 0 |  | 0 | THB | O |  | 0 | D | 0 |  |  |  |  | Non-Move | Non-Move | Non-Move
389643 | 03 | 75034602366 | MOTOR,AC,50 HZ,2.2 KW,690 RPM(5) | PT010 | PC | 42290 | 60 | 0 | 1 | NEW STOCK | mntprog1 | 2018-07-14 |  | ND | SP00 | 821 | 1 | attagons | 2020-10-14 |  | 1002 | V | SPO | 26101100 | 26101100 | 75 | X | [6 empty] | 0 |  | 1 | THB | O |  | 0 | D | 0 |  |  |  |  | Non-Move | Non-Move | Non-Move
389644 | 03 | 75034603000 | INVERTER,CARD,MG50Q2YS9,SAMI GS009 | PT010 | PC | 1000 | 30 | 0 | 3 | 31-C-5 | mntprog1 | 2018-07-14 |  | ZN | SP00 | 821 | 1 | attagons | 2020-10-14 |  | 1002 | V | SPO | 39122001 | 39122001 | 75 | X | [6 empty] | 0 |  | 1 | THB | O |  | 0 | D | 0 |  |  |  |  | Non-Move | Non-Move | Non-Move
389645 | 03 | 75034603001 | INVERTER,CARD,2MBI150L120,SAMIGS02 | PT010 | PC | 1666.67 | 30 | 0 | 3 | 31-C-5 | mntprog1 | 2018-07-14 |  | ZN | SP00 | 821 | 1 | attagons | 2020-10-14 |  | 1002 | V | SPO | 39122001 | 39122001 | 75 | X | [6 empty] | 0 |  | 1 | THB | O |  | 0 | D | 0 |  |  |  |  | Non-Move | Non-Move | Non-Move
389646 | 03 | 75034603004 | INVERTER,CARD,6SL3040-0GA00-1AA0,SIEMENS | PT010 | PC | 24000 | 30 | 0 | 1 | AIR 3-B-4 | mntprog1 | 2018-07-14 |  | VB | SP00 | 821 | 1 | attagons | 2020-10-14 |  | 1002 | V | SPO | 39122001 | 39122001 | 75 | X | [6 empty] | 0 |  | 1 | THB | O |  | 0 | D | 0 |  |  |  |  | Non-Move | Non-Move | Non-Move
389647 | 03 | 75034603005 | INVERTER,CARD,2MBI100L120,SAMI,TOSH,(5) | PT010 | PC | 1333.34 | 30 | 0 | 1 | 31-C-5 | mntprog1 | 2018-07-14 |  | ND | SP00 | 821 | 1 | attagons | 2020-10-14 |  | 1002 | V | SPO | 39122001 | 39122001 | 75 | X | [6 empty] | 0 |  | 1 | THB | O |  | 0 | D | 0 |  |  |  |  | Non-Move | Non-Move | Non-Move
389648 | 03 | 75034603100 | CARDdcsIF'ABB'C1522AK02,AF100 [w] | PT011 | PC | 1 | 30 | 0 | 1 | 75-D-2 | mntprog1 | 2018-07-14 |  | ND | SP00 | 824 | 1 | mntprog1 | 2019-07-03 | X | 1002 | V | SPO | 32152000 | 32152000 | 75 | X | [6 empty] | 0 |  | 1 | THB | O |  | 0 | D | 0 |  |  |  |  | Non-Move | Non-Move | Non-Move
389649 | 03 | 75034603314 | PLC,6ES5 314-3UA11,SIEMENS [ZN] | PT011 | PC | 25350 | 71 | 0 | 1 | W5-,A2-D-7 | mntprog1 | 2018-07-14 |  | ZN | SP00 | 824 | 1 | mntprog1 | 2021-04-09 | X | 1002 | V | SPO | 32151700 | 32151700 | 75 | X | [6 empty] | 0 |  | 0 | THB | O |  | 0 | D | 0 |  |  |  |  | Non-Move | Non-Move | Non-Move
389650 | 03 | 75034603530 | PLC,6ES5 304-3UB11,SIEMENS [ZN] | PT011 | PC | 31600 | 71 | 0 | 1 | W5-,A2-D-6 | mntprog1 | 2018-07-14 |  | ZN | SP00 | 824 | 1 | mntprog1 | 2021-04-09 | X | 1002 | V | SPO | 32151700 | 32151700 | 75 | X | [6 empty] | 0 |  | 0 | THB | O |  | 0 | D | 0 |  |  |  |  | Non-Move | Non-Move | Non-Move
389651 | 03 | 75034604339 | CARDdcsBUS'ABB'CS513K01,MASTER BUS300 [N | PT011 | PC | 209947.5 | 30 | 0 | 2 | 75-D-2 | mntprog1 | 2018-07-14 |  | ND | SP00 | 824 | 1 | attagons | 2020-10-14 | X | 1002 | V | SPO | 32152000 | 32152000 | 75 | X | [6 empty] | 0 |  | 1 | THB | O |  | 0 | D | 0 |  |  |  |  | Non-Move | Non-Move | Non-Move
389652 | 03 | 75034605320 | PLC,JAMSC-B2500 V,YASKAWA | PT011 | PC | 16480 | 185 | 6 | 10 | 35-B-8 | mntprog1 | 2018-07-14 |  | VB | SP00 | 824 | 1 | attagons | 2020-10-14 | X | 1002 | V | SPO | 32151700 | 32151700 | 75 | X | [6 empty] | 0 |  | 1 | THB | O |  | 0 | D | 0 |  |  |  |  | Non-Move | Non-Move | Non-Move
389653 | 03 | 75034605325 | PLC,CARD OUTPUT,JAMSC-B2602AV,YASKAWA | PT011 | PC | 13600 | 30 | 1 | 3 | 35-B-7 | mntprog1 | 2018-07-14 |  | VB | SP00 | 824 | 1 | attagons | 2020-10-14 | X | 1002 | V | SPO | 32151700 | 32151700 | 75 | X | [6 empty] | 0 |  | 1 | THB | O |  | 0 | D | 0 |  |  |  |  | Non-Move | Non-Move | Non-Move
389654 | 03 | 75034605327 | PLC,JAMSC-B2604V,YASKAWA | PT011 | PC | 25523.35 | 30 | 2 | 7 | 35-B-6 | mntprog1 | 2018-07-14 |  | VB | SP00 | 824 | 1 | attagons | 2020-10-14 | X | 1002 | V | SPO | 32151700 | 32151700 | 75 | X | [6 empty] | 0 |  | 1 | THB | O |  | 0 | D | 0 |  |  |  |  | Non-Move | Non-Move | Non-Move
389655 | 03 | 75034605329 | PLC,JAMSC-B2700,YASKAWA [ZN] | PT011 | PC | 19637.67 | 30 | 0 | 7 | W5-,A2-B | mntprog1 | 2018-07-14 |  | ZN | SP00 | 824 | 1 | mntprog1 | 2021-04-09 | X | 1002 | V | SPO | 32151700 | 32151700 | 75 | X | [6 empty] | 0 |  | 0 | THB | O |  | 0 | D | 0 |  |  |  |  | Non-Move | Non-Move | Non-Move
389656 | 03 | 75034605330 | PLC,JAMSC-B2732,YASKAWA [ZN] | PT011 | PC | 38079.39 | 30 | 0 | 11 | W5-B-2 | mntprog1 | 2018-07-14 |  | ZN | SP00 | 824 | 1 | mntprog1 | 2021-04-09 | X | 1002 | V | SPO | 32151700 | 32151700 | 75 | X | [6 empty] | 0 |  | 0 | THB | O |  | 0 | D | 0 |  |  |  |  | Non-Move | Non-Move | Non-Move
389657 | 03 | 75034605331 | PLC,JAMSC-B2733,YASKAWA [ZN] | PT011 | PC | 30900 | 113 | 0 | 1 | W5-A-1 | mntprog1 | 2018-07-14 |  | ZN | SP00 | 824 | 1 | mntprog1 | 2021-04-09 | X | 1002 | V | SPO | 32151700 | 32151700 | 75 | X | [6 empty] | 0 |  | 0 | THB | O |  | 0 | D | 0 |  |  |  |  | Non-Move | Non-Move | Non-Move
389658 | 03 | 75034605332 | PLC,JAMSC-B2902 V,YASKAWA [ZN] | PT011 | PC | 19372.66 | 160 | 4 | 8 | W5-B-1 | mntprog1 | 2018-07-14 |  | ZN | SP00 | 824 | 1 | mntprog1 | 2021-04-09 | X | 1002 | V | SPO | 32151700 | 32151700 | 75 | X | [6 empty] | 0 |  | 0 | THB | O |  | 0 | D | 0 |  |  |  |  | Non-Move | Non-Move | Non-Move
389659 | 03 | 75034605335 | PLC,CARD OUTPUT,JAMSC-B2914V,YASKAWA | PT011 | PC | 31000 | 184 | 4 | 8 | 35-B-2 | mntprog1 | 2018-07-14 |  | VB | SP00 | 824 | 1 | attagons | 2020-10-14 | X | 1002 | V | SPO | 32151700 | 32151700 | 75 | X | [6 empty] | 0 |  | 1 | THB | O |  | 0 | D | 0 |  |  |  |  | Non-Move | Non-Move | Non-Move
389660 | 03 | 75034605337 | PLC,CARD DO,A1SY10,MITSUBISHI | PT011 | UT | 3770 | 65 | 1 | 2 | 75-B-2 | mntprog1 | 2018-07-14 |  | VB | SP00 | 824 | 1 | attagons | 2020-10-14 | X | 1002 | V | SPO | 32151700 | 32151700 | 75 | X | [6 empty] | 0 |  | 1 | THB | O |  | 0 | D | 0 |  |  |  |  | Non-Move | Non-Move | Non-Move
389661 | 03 | 75034605340 | PLC,6ES5 470-7LC12,SIEMENS [ZN] | PT011 | PC | 1 | 30 | 0 | 1 | W5-A-3 | mntprog1 | 2018-07-14 |  | ZN | SP00 | 824 | 1 | mntprog1 | 2021-04-09 | X | 1002 | V | SPO | 32151700 | 32151700 | 75 | X | [6 empty] | 0 |  | 0 | THB | O |  | 0 | D | 0 |  |  |  |  | Non-Move | Non-Move | Non-Move
389662 | 03 | 75034605342 | PLC,6ES5 441-7LA13,SIEMENS [ZN] | PT011 | PC | 1 | 30 | 0 | 1 | W5-A-3 | mntprog1 | 2018-07-14 |  | ZN | SP00 | 824 | 1 | mntprog1 | 2021-04-09 | X | 1002 | V | SPO | 32151700 | 32151700 | 75 | X | [6 empty] | 0 |  | 0 | THB | O |  | 0 | D | 0 |  |  |  |  | Non-Move | Non-Move | Non-Move
389663 | 03 | 75034605360 | PCB,SIEMENS,8RM3300-1DA [ZN] | PT011 | PC | 1 | 30 | 0 | 1 | W5-C-2 | mntprog1 | 2018-07-14 |  | ZN | SP00 |  | 1 | mntprog1 | 2021-04-09 | X | 1002 | V | SPO | 32101513 | 32101513 | 75 | X | [6 empty] | 0 |  | 0 | THB | O |  | 0 | D | 0 |  |  |  |  | Non-Move | Non-Move | Non-Move
389664 | 03 | 75034605742 | PLC,CARD OUTPUT,JAMSC-B 2742V,YASKAWA | PT011 | PC | 37524.86 | 30 | 2 | 3 | 35-B-3 | mntprog1 | 2018-07-14 |  | VB | SP00 | 824 | 1 | attagons | 2020-10-14 |  | 1002 | V | SPO | 32151700 | 32151700 | 75 | X | [6 empty] | 0 |  | 1 | THB | O |  | 0 | D | 0 |  |  |  |  | Non-Move | Non-Move | Non-Move
389665 | 03 | 75034605800 | PLC,A1SY22,MITSUBISHI | PT011 | UT | 4535 | 54 | 0 | 1 | 35-E-3 | mntprog1 | 2018-07-14 |  | VB | SP00 | 824 | 1 | attagons | 2020-10-14 | X | 1002 | V | SPO | 32151700 | 32151700 | 75 | X | [6 empty] | 0 |  | 1 | THB | O |  | 0 | D | 0 |  |  |  |  | Non-Move | Non-Move | Non-Move
389666 | 03 | 75034605810 | DCS,MODULE BUS OPTICAL,TB810,ABB | PT011 | PC | 17200 | 60 | 1 | 2 | 34-C-4 | mntprog1 | 2018-07-14 |  | VB | SP00 | 824 | 1 | attagons | 2020-10-14 |  | 1002 | V | SPO | 32152000 | 32152000 | 75 | X | [6 empty] | 0 |  | 1 | THB | O |  | 0 | D | 0 |  |  |  |  | Non-Move | Non-Move | Non-Move
389667 | 03 | 75034607010 | CARDdcsCPU'METSO'A413005,CPU60 {ZN} | PT012 | PC | 750500 | 16 | 0 | 1 | W5-1-E-2 | mntprog1 | 2018-07-14 |  | ZN | SP00 | 824 | 1 | mntprog1 | 2021-04-09 | X | 1002 | V | SPO | 32152000 | 32152000 | 75 | X | [6 empty] | 0 |  | 0 | THB | O |  | 0 | D | 0 |  |  |  |  | Non-Move | Non-Move | Non-Move
389668 | 03 | 75034607015 | DCS,CARD,DMU4M,A413061,,DYNAMIC MEM {ZN | PT012 | PC | 103295.87 | 34 | 0 | 3 | W5-1-E-2 | mntprog1 | 2018-07-14 |  | ZN | SP00 | 824 | 1 | mntprog1 | 2021-04-09 | X | 1002 | V | SPO | 32152000 | 32152000 | 75 | X | [6 empty] | 0 |  | 0 | THB | O |  | 0 | D | 0 |  |  |  |  | Non-Move | Non-Move | Non-Move
389669 | 03 | 75034607020 | DCS,CARD NCU2,A413016,METSO {ZN} | PT012 | PC | 87500.5 | 95 | 0 | 2 | W5-1-E-2 | mntprog1 | 2018-07-14 |  | ZN | SP00 | 824 | 1 | mntprog1 | 2021-04-09 | X | 1002 | V | SPO | 32152000 | 32152000 | 75 | X | [6 empty] | 0 |  | 0 | THB | O |  | 0 | D | 0 |  |  |  |  | Non-Move | Non-Move | Non-Move
389670 | 03 | 75034607050 | DCS,METSO ACN CS-DC SUPPLY,D202593 [SD] | PT012 | PC | 402325 | 68 | 0 | 1 | 114-B-5 | mntprog1 | 2018-07-14 |  | VB | SP00 | 824 | 1 | mntprog1 | 2021-01-15 |  | 1002 | V | SPO | 32152000 | - | 75 | X | [6 empty] | 0 |  | 1 | THB | O |  | 0 | D | 0 |  |  |  |  | Non-Move | Non-Move | Non-Move
389671 | 03 | 75034607503 | INDUCTIVE APPROACH SWITCH,10-33VDC(8) | PT010 | PC | 14147 | 90 | 0 | 2 | 49-E-5 | mntprog1 | 2018-07-14 |  | ND | SP00 |  | 1 | mntprog1 | 2020-04-11 | X | 1002 | V | SPO | 23150000 | 23150000 | 75 | X | [6 empty] | 0 |  | 1 | THB | O |  | 0 | D | 0 |  |  |  |  | Non-Move | Non-Move | Non-Move
389672 | 03 | 75034608200 | INVERTER,CARD,E82EV402-4C,8200,LENZE | PT011 | PC | 57500 | 30 | 1 | 2 | 35-D-2 | mntprog1 | 2018-07-14 |  | VB | SP00 | 821 | 1 | attagons | 2020-10-14 |  | 1002 | V | SPO | 39122001 | 39122001 | 75 | X | [6 empty] | 0 |  | 1 | THB | O |  | 0 | D | 0 |  |  |  |  | Non-Move | Non-Move | Non-Move
389673 | 03 | 75034608400 | INVERTER,CARD,E84AVSCE3712SB0,8400,LENZE | PT011 | PC | 17900 | 30 | 1 | 2 | 35-C-3 | mntprog1 | 2018-07-14 |  | VB | SP00 | 821 | 1 | attagons | 2020-10-14 |  | 1002 | V | SPO | 39122001 | 39122001 | 75 | [7 empty] | 0 |  | 1 | THB | O |  | 0 | D | 0 |  |  |  |  | Non-Move | Non-Move | Non-Move
389674 | 03 | 75034608511 | CARD DcsCPU 'ABB' PM511V16 | PT011 | PC | 599900 | 90 | 0 | 1 | 75-D-4 | mntprog1 | 2018-07-14 |  | VB | SP00 | 824 | 1 | attagons | 2020-10-14 | X | 1002 | V | SPO | 32152000 | 32152000 | 75 | X | [6 empty] | 0 |  | 1 | THB | O |  | 0 | D | 0 |  |  |  |  | Non-Move | Non-Move | Non-Move
389675 | 03 | 75034608820 | DCS,CARD,DP820,ABB, {w} | PT011 | PC | 110000 | 30 | 0 | 1 | 75-E-7 | mntprog1 | 2018-07-14 |  | ND | SP00 | 824 | 1 | attagons | 2020-10-14 | X | 1002 | V | SPO | 32152000 | 32152000 | 75 | X | [6 empty] | 0 |  | 1 | THB | O |  | 0 | D | 0 |  |  |  |  | Non-Move | Non-Move | Non-Move
389676 | 03 | 75034609500 | CASEM CANNED MOTOR PUMP,25 LPS 5.15 | PT011 | PC | 37900 | 120 | 1 | 2 | 22-A-5 | mntprog1 | 2018-07-14 |  | VB | SP00 | 834 | 1 | attagons | 2020-10-14 | X | 1002 | V | SPO | 40151500 | 40151500 | 75 | X | [6 empty] | 0 |  | 1 | THB | O |  | 0 | D | 0 |  |  | 75034609500 |  | Move | Non-Move | Move
389677 | 03 | 75034609720 | MOTOR,MP Breaker MCH-M,MECHANISM [5] | PT011 | PC | 1 | 30 | 0 | 0 | 32-A-7 | mntprog1 | 2018-07-14 |  | ND | SP00 |  | 1 | attagons | 2020-10-14 | X | 1002 | V | SPO | 26101400 | 26101400 | 75 | X | [6 empty] | 0 |  | 1 | THB | O |  | 0 | D | 0 |  |  |  |  | Non-Move | Non-Move | Non-Move
389678 | 03 | 75034610218 | INDUCTION MOTOR,F2-1/8TA-VN-G(N) [SD] | PT012 | PC | 2184 | 65 | 1 | 3 | 10-A-4 | mntprog1 | 2018-07-14 |  | VB | SP00 | 837 | 1 | mntprog1 | 2021-02-04 |  | 1002 | V | SPO | 26101305 | 26101305 | 75 | X | [6 empty] | 0 |  | 1 | THB | O |  | 0 | D | 0 |  |  |  |  | Non-Move | Non-Move | Non-Move
389679 | 03 | 75034610318 | INDUCTION MOTOR,F3-1/8TAFN,FCU MOTOR | PT012 | PC | 2994.05 | 65 | 1 | 3 | 10-C-1 | mntprog1 | 2018-07-14 |  | VB | SP00 | 837 | 1 | attagons | 2020-10-14 |  | 1002 | V | SPO | 26101305 | 26101305 | 75 | X | [6 empty] | 0 |  | 1 | THB | O |  | 0 | D | 0 |  |  | 75034610318 | 75034610318 | Move | Move | Move
389680 | 03 | 75034611025 | DCS,MONITOR 23.8" SNSP2422H (VGA+DVI-D) | PT012 | PC | 5500 | 45 | 1 | 2 | 114-A-8 | mntprog1 | 2018-07-14 |  | VB | SP00 | 862 | 1 | mntprog1 | 2021-06-25 |  | 1002 | V | SPO | 32152000 | 32152000 | 75 | X | [6 empty] | 0 |  | 1 | THB | O |  | 0 | D | 0 |  |  | 75034611025 | 75034611025 | Move | Move | Move
389681 | 03 | 75034613139 | MOTOR,AC,0.37 KW,380 V,380/66 RPM {w} | PT012 | PC | 1 | 0 | 0 | 0 | 25-B-6 | mntprog1 | 2018-07-14 |  | ND | SP00 | 821 | 1 | mntprog1 | 2020-01-05 | X | 1002 | V | SPO | 26101100 | 26101100 | 75 | X | [6 empty] | 0 |  | 1 | THB | O |  | 0 | D | 0 |  |  |  |  | Non-Move | Non-Move | Non-Move
389682 | 03 | 75034615257 | MOTOR,AC,0.37 KW,220/380 V | PT012 | PC | 12750 | 47 | 0 | 1 | 25-B-6 | mntprog1 | 2018-07-14 |  | VB | SP00 | 834 | 1 | attagons | 2020-10-14 |  | 1002 | V | SPO | 26101100 | 26101100 | 75 | X | [6 empty] | 0 |  | 1 | THB | O |  | 0 | D | 0 |  |  |  |  | Non-Move | Non-Move | Non-Move
389683 | 03 | 75034617050 | NETWORKadapter'METSO'A413227,NTA2 [8] | PT012 | EA | 66629.2 | 27 | 0 | 1 | 114-D-8 | mntprog1 | 2018-07-14 |  | ND | SP00 | 812 | 1 | mntprog1 | 2020-01-05 | X | 1002 | V | SPO | 39120000 | 39120000 | 75 | X | [6 empty] | 0 |  | 1 | THB | O |  | 0 | D | 0 |  |  |  |  | Non-Move | Non-Move | Non-Move
389684 | 03 | 75034617250 | PCB,THYRISTER CARD DRIVE,ETJ. 00145,{ZN} | PT011 | PC | 64286 | 30 | 0 | 7 | W5-FLOOR | mntprog1 | 2018-07-14 |  | ZN | SP00 | 824 | 1 | mntprog1 | 2021-04-09 |  | 1002 | V | SPO | 32101513 | 32101513 | 75 | X | [6 empty] | 0 |  | 0 | THB | O |  | 0 | D | 0 |  |  |  |  | Non-Move | Non-Move | Non-Move
389685 | 03 | 75034617460 | PCB,THYRISTER CARD DRIVE,ETJ.001121,{ZN} | PT011 | PC | 59400 | 30 | 0 | 6 | W5-FLOOR | mntprog1 | 2018-07-14 |  | ZN | SP00 |  | 1 | mntprog1 | 2021-04-09 |  | 1002 | V | SPO | 32101513 | 32101513 | 75 | X | [6 empty] | 0 |  | 0 | THB | O |  | 0 | D | 0 |  |  |  |  | Non-Move | Non-Move | Non-Move
389686 | 03 | 75034617635 | EE,NETWORK SWITCH,PROCURVE,J9019B,HP | PT012 | ST | 10750 | 62 | 0 | 1 | 115-D-2 | mntprog1 | 2018-07-14 |  | VB | SP00 | 862 | 1 | attagons | 2020-10-14 |  | 1002 | V | SPO | 39121500 | 39121500 | 75 | X | [6 empty] | 0 |  | 1 | THB | O |  | 0 | D | 0 |  |  |  |  | Non-Move | Non-Move | Non-Move
389687 | 03 | 75034619206 | MOTORsectorQCS'YOKOGAWA'K9273XD [ZN] | PT011 | PC | 41201.85 | 121 | 2 | 3 | W5-A-1 | mntprog1 | 2018-07-14 |  | ZN | SP00 | 821 | 1 | mntprog1 | 2021-04-09 |  | 1002 | V | SPO | 32152000 | 32152000 | 75 | X | [6 empty] | 0 |  | 0 | THB | O |  | 0 | D | 0 |  |  |  |  | Non-Move | Non-Move | Non-Move
389688 | 03 | 75034619546 | PCB,NPSB-X,ETJ. 001060,YASKAWA,{ZN} | PT011 | PC | 160000 | 222 | 0 | 6 | W5-1-A-4 | mntprog1 | 2018-07-14 |  | ZN | SP00 | 824 | 1 | mntprog1 | 2021-04-09 |  | 1002 | V | SPO | 32101513 | 32101513 | 75 | X | [6 empty] | 0 |  | 0 | THB | O |  | 0 | D | 0 |  |  |  |  | Non-Move | Non-Move | Non-Move
389690 | 03 | 75034620121 | PLC,6DD16110AE0,SIEMENS [ZN] | PT011 | PC | 26860 | 108 | 0 | 1 | W5-C-2 | mntprog1 | 2018-07-14 |  | ZN | SP00 | 824 | 1 | mntprog1 | 2021-04-09 | X | 1002 | V | SPO | 32151700 | 32151700 | 75 | X | [6 empty] | 0 |  | 0 | THB | O |  | 0 | D | 0 |  |  |  |  | Non-Move | Non-Move | Non-Move
389691 | 03 | 75034621027 | DRV,VARIABLE,THYRISTOR,N105CH16, {ZN} | PT011 | PC | 9584.35 | 30 | 0 | 7 | W5-1-C-1 | mntprog1 | 2018-07-14 |  | ZN | SP00 | 821 | 1 | mntprog1 | 2021-04-09 |  | 1002 | V | SPO | 39122000 | 39122000 | 75 | X | [6 empty] | 0 |  | 0 | THB | O |  | 0 | D | 0 |  |  |  |  | Non-Move | Non-Move | Non-Move
389692 | 03 | 75034621030 | DCS,MODULE POWER SUPPLY,S8VM-05015C | PT011 | PC | 3043.25 | 104 | 2 | 4 | 77-E-1 | mntprog1 | 2018-07-14 |  | VB | SP00 | 824 | 1 | attagons | 2020-10-14 | X | 1002 | V | SPO | 32152000 | 32152000 | 75 | X | [6 empty] | 0 |  | 1 | THB | O |  | 0 | D | 0 |  |  |  |  | Non-Move | Non-Move | Non-Move
389693 | 03 | 75034622315 | MOTOR'MULLER'1.5HP 4pole 220V/380V [w] | PT011 | PC | 3100 | 0 | 0 | 1 | 25-B-8 | mntprog1 | 2018-07-14 |  | ND | SP00 | 821 | 1 | mntprog1 | 2020-04-13 |  | 1002 | V | SPO | 26101100 | 26101100 | 75 | X | [6 empty] | 0 |  | 1 | THB | O |  | 0 | D | 0 |  |  |  |  | Non-Move | Non-Move | Non-Move
389694 | 03 | 75034623088 | INDUCTION MOTOR,CDU 1/4 HP PM310673 | PT011 | PC | 1400 | 35 | 1 | 2 | 10-A-4 | mntprog1 | 2018-07-14 |  | VB | SP00 | 837 | 1 | attagons | 2020-10-14 |  | 1002 | V | SPO | 26101305 | 26101305 | 75 | X | [6 empty] | 0 |  | 1 | THB | O |  | 0 | D | 0 |  |  |  |  | Non-Move | Non-Move | Non-Move
389695 | 03 | 75034623230 | MOTOR'VOITH',220V DUOcleanerPM4 | PT011 | PC | 38200 | 30 | 0 | 1 | 22-B-5 | mntprog1 | 2018-07-14 |  | VB | SP00 |  | 1 | attagons | 2020-10-14 | X | 1002 | V | SPO | 39120000 | 39120000 | 75 | X | [6 empty] | 0 |  | 1 | THB | O |  | 0 | D | 0 |  |  |  |  | Non-Move | Non-Move | Non-Move
389696 | 03 | 75034623570 | ENCODER,AG626WSR,STEGMANN | PT012 | PC | 20000 | 50 | 0 | 1 | 114-D-5 | mntprog1 | 2018-07-14 |  | VB | SP00 | 814 | 1 | attagons | 2020-10-14 | X | 1002 | V | SPO | 39121527 | 39121527 | 75 | X | [6 empty] | 0 |  | 1 | THB | O |  | 0 | D | 0 |  |  |  |  | Non-Move | Non-Move | Non-Move
389697 | 03 | 75034623691 | INDUCTION MOTOR,0.691 A,220 V,FCU MOTOR | PT011 | PC | 2166.67 | 65 | 1 | 3 | 10-A-3 | mntprog1 | 2018-07-14 |  | VB | SP00 | 837 | 1 | attagons | 2020-10-14 |  | 1002 | V | SPO | 26101305 | 26101305 | 75 | X | [6 empty] | 0 |  | 1 | THB | O |  | 0 | D | 0 |  |  |  |  | Non-Move | Non-Move | Non-Move
389698 | 03 | 75034627020 | ENCODER,804096 CTL3-12V,TAMAGAWA | PT012 | PC | 42500 | 49 | 0 | 1 | 32-A-5 | mntprog1 | 2018-07-14 |  | VB | SP00 | 814 | 1 | attagons | 2020-10-14 |  | 1002 | V | SPO | 39121527 | 39121527 | 75 | X | [6 empty] | 0 |  | 1 | THB | O |  | 0 | D | 0 |  |  |  |  | Non-Move | Non-Move | Non-Move | ENCODER
389699 | 03 | 75034627030 | ENCODER,80402048 CTL3-12V,TAMAGAWA | PT012 | PC | 27000 | 51 | 0 | 1 | 32-A-5 | mntprog1 | 2018-07-14 |  | VB | SP00 | 814 | 1 | attagons | 2020-10-14 |  | 1002 | V | SPO | 39121527 | 39121527 | 75 | X | [6 empty] | 0 |  | 1 | THB | O |  | 0 | D | 0 |  |  |  |  | Non-Move | Non-Move | Non-Move | ENCODER
389700 | 03 | 75034630433 | CONTACTOR,P282-0433A,TOTALINE | PT011 | PC | 343 | 60 | 2 | 6 | 10-C-3 | mntprog1 | 2018-07-14 |  | VB | SP00 | 837 | 1 | attagons | 2020-10-14 |  | 1002 | V | SPO | 39121529 | 39121529 | 75 | X | [6 empty] | 0 |  | 1 | THB | O |  | 0 | D | 0 |  |  |  | 75034630433 | Non-Move | Move | Move
389701 | 03 | 75034632120 | CABLE ACC,3RX8000-DCC32-1AFO [SD] | PT012 | PC | 1050 | 26 | 1 | 2 | 24-D-8 | mntprog1 | 2018-07-14 |  | VB | SP00 | 815 | 1 | mntprog1 | 2021-04-23 |  | 1002 | V | SPO | 39121400 | 39121400 | 75 | X | [6 empty] | 0 |  | 1 | THB | O |  | 0 | D | 0 |  |  |  |  | Non-Move | Non-Move | Non-Move
389702 | 03 | 75034634022 | PLC,JRMSI-MB 22A,YASKAWA | PT011 | PC | 14062.5 | 165 | 2 | 4 | 35-A-2 | mntprog1 | 2018-07-14 |  | VB | SP00 | 824 | 1 | attagons | 2020-10-14 |  | 1002 | V | SPO | 32151700 | 32151700 | 75 | X | [6 empty] | 0 |  | 1 | THB | O |  | 0 | D | 0 |  |  |  |  | Non-Move | Non-Move | Non-Move
389703 | 03 | 75034634060 | PLC,JRMSI-MB 60,YASKAWA [ZN] | PT011 | PC | 12525.78 | 30 | 2 | 3 | W5-B-2 | mntprog1 | 2018-07-14 |  | ZN | SP00 | 824 | 1 | mntprog1 | 2021-04-09 | X | 1002 | V | SPO | 32151700 | 32151700 | 75 | X | [6 empty] | 0 |  | 0 | THB | O |  | 0 | D | 0 |  |  |  |  | Non-Move | Non-Move | Non-Move
389704 | 03 | 75034634070 | PLC,MOUNTING BASE,JRMSI-MB 70A,YASKAWA | PT011 | PC | 13691.11 | 102 | 1 | 3 | 35-A-1 | mntprog1 | 2018-07-14 |  | VB | SP00 | 824 | 1 | attagons | 2020-10-14 |  | 1002 | V | SPO | 32151700 | 32151700 | 75 | X | [6 empty] | 0 |  | 1 | THB | O |  | 0 | D | 0 |  |  |  |  | Non-Move | Non-Move | Non-Move
389705 | 03 | 75034635063 | MOUNTING,S:63,YUKEN [9] | PT011 | PC | 8284.84 | 50 | 0 | 0 | 22-C-8 | mntprog1 | 2018-07-14 |  | ND | SP00 | 835 | 1 | attagons | 2020-10-14 |  | 1002 | V | SPO | 39120000 | 39120000 | 75 | X | [6 empty] | 0 |  | 1 | THB | O |  | 0 | D | 0 |  |  |  |  | Non-Move | Non-Move | Non-Move
389706 | 03 | 75034635118 | MOUNTING STRUCTURE 1X8, {wo} | PT011 | ST | 217500 | 0 | 0 | 1 | 76-B-1 | mntprog1 | 2018-07-14 |  | ND | SP00 | 812 | 1 | attagons | 2020-10-14 |  | 1002 | V | SPO | 39120000 | 39120000 | 75 | X | [6 empty] | 0 |  | 1 | THB | O |  | 0 | D | 0 |  |  |  |  | Non-Move | Non-Move | Non-Move
389707 | 03 | 75034635240 | DCS,OPITCAL MOUSE USB,MD-TECH (MD-67) | PT011 | PC | 74.77 | 45 | 3 | 6 | OFFICE | mntprog1 | 2018-07-14 |  | VB | SP00 | 862 | 1 | attagons | 2020-10-14 |  | 1002 | V | SPO | 32152000 | 32152000 | 75 | X | [6 empty] | 0 |  | 1 | THB | O |  | 0 | D | 0 |  |  | 75034635240 | 75034635240 | Move | Move | Move
389708 | 03 | 75034636005 | PLC,1756-PA75,ALLEN BRADLEY {ZN} | PT012 | PC | 28100 | 62 | 0 | 1 | W5-1-C-1 | mntprog1 | 2018-07-14 |  | ZN | SP00 | 824 | 1 | mntprog1 | 2021-04-09 | X | 1002 | V | SPO | 32151700 | 32151700 | 75 | X | [6 empty] | 0 |  | 0 | THB | O |  | 0 | D | 0 |  |  |  |  | Non-Move | Non-Move | Non-Move
389709 | 03 | 75034636010 | DCS,MEDIA CONVERTER,AT-PWR4USE,{9} | PT012 | ST | 6200 | 90 | 0 | 1 | 115-C-6 | mntprog1 | 2018-07-14 |  | ND | SP00 | 824 | 1 | attagons | 2020-10-14 | X | 1002 | V | SPO | 32152000 | 32152000 | 75 | X | [6 empty] | 0 |  | 1 | THB | O |  | 0 | D | 0 |  |  |  |  | Non-Move | Non-Move | Non-Move
389710 | 03 | 75034636020 | PSU,?,OMRON S82G0615,I220V O4A15V [5] | PT012 | PC | 4180 | 23 | 0 | 0 | 115-C-5 | mntprog1 | 2018-07-14 |  | ND | SP00 | 824 | 1 | attagons | 2020-10-14 | X | 1002 | V | SPO | 39121004 | 39121004 | 75 | X | [6 empty] | 0 |  | 1 | THB | O |  | 0 | D | 0 |  |  |  |  | Non-Move | Non-Move | Non-Move | Power Supply | OMRON
389711 | 03 | 75034636025 | PSU,S82H-1005,OMRON [5] | PT012 | PC | 4512.5 | 33 | 0 | 0 | 115-D-8 | mntprog1 | 2018-07-14 |  | ND | SP00 | 824 | 1 | attagons | 2020-10-14 | X | 1002 | V | SPO | 39121004 | 39121004 | 75 | X | [6 empty] | 0 |  | 1 | THB | O |  | 0 | D | 0 |  |  |  |  | Non-Move | Non-Move | Non-Move | Power Supply | OMRON
389712 | 03 | 75034636440 | PSU,LSB-L110,LUMINOUS {ZN} | PT012 | ST | 37857.35 | 30 | 0 | 6 | W5-1-D-2 | mntprog1 | 2018-07-14 |  | ZN | SP00 | 824 | 1 | mntprog1 | 2021-04-09 | X | 1002 | V | SPO | 39121004 | 39121004 | 75 | X | [6 empty] | 0 |  | 0 | THB | O |  | 0 | D | 0 |  |  |  |  | Non-Move | Non-Move | Non-Move | Power Supply
389716 | 03 | 75034639710 | PSU,A413330,METSO [8] | PT012 | PC | 163822.33 | 30 | 0 | 1 | 114-B-7 | mntprog1 | 2018-07-14 |  | ND | SP00 | 824 | 1 | mntprog1 | 2020-01-05 | X | 1002 | V | SPO | 39121004 | 39121004 | 75 | X | [6 empty] | 0 |  | 1 | THB | O |  | 0 | D | 0 |  |  |  |  | Non-Move | Non-Move | Non-Move | Power Supply | METSO
389717 | 03 | 75034639910 | PSU,A413310,VALMET [8] | PT012 | PC | 82500 | 42 | 0 | 1 | 115-D-7 | mntprog1 | 2018-07-14 |  | ND | SP00 | 824 | 1 | mntprog1 | 2020-01-05 | X | 1002 | V | SPO | 39121004 | 39121004 | 75 | X | [6 empty] | 0 |  | 1 | THB | O |  | 0 | D | 0 |  |  |  |  | Non-Move | Non-Move | Non-Move | Power Supply | VALMET
389718 | 03 | 75034646917 | O-RING,EPDM,ID 12.42 MM,OD 15.98 MM [wo] | PT011 | PC | 101.28 | 65 | 0 | 0 | W4-A-1 | mntprog1 | 2018-07-14 |  | ZN | SP00 | 838 | 1 | mntprog1 | 2020-01-20 |  | 1002 | V | SPO | 31181506 | 31181506 | 75 | X | [6 empty] | 0 |  | 0 | THB | O |  | 0 | D | 0 |  |  |  |  | Non-Move | Non-Move | Non-Move | O-RING
389719 | 03 | 75034646953 | ORING'HORIBA'ENDA613,JISB2401,{8} | PT011 | PC | 330.26 | 72 | 2 | 4 | 80-F-5 | mntprog1 | 2018-07-14 |  | ND | SP00 | 847 | 1 | attagons | 2020-10-14 |  | 1002 | V | SPO | 23150000 | 23150000 | 75 | X | [6 empty] | 0 |  | 1 | THB | O |  | 0 | D | 0 |  |  |  |  | Non-Move | Non-Move | Non-Move | O-RING
389720 | 03 | 75034646955 | O-RING,VITON,ID 219.3 MM,OD 230.7 MM [5] | PT011 | PC | 299.65 | 0 | 0 | 3 | 33-C-3 | mntprog1 | 2018-07-14 |  | ND | SP00 | 806 | 1 | attagons | 2020-10-14 |  | 1002 | V | SPO | 31181506 | 31181506 | 75 | X | [6 empty] | 0 |  | 1 | THB | O |  | 0 | D | 0 |  |  |  |  | Non-Move | Non-Move | Non-Move | O-RING
389721 | 03 | 75034650130 | POWER SUPPLY 6ES7307-1EA01-0AA0 | PT010 | PC | 3960 | 60 | 0 | 1 | NEW STOCK | mntprog1 | 2018-07-14 |  | VB | SP00 | 824 | 1 | attagons | 2020-10-14 |  | 1002 | V | SPO |  | 23150000 | 75 | [7 empty] | 0 |  | 1 | THB | O |  | 0 | D | 0 |  |  |  |  | Non-Move | Non-Move | Non-Move | Power Supply
389722 | 03 | 75034651164 | INDUCTION MOTOR,1.1164 A,220 V,FCU MOTOR | PT012 | PC | 2816 | 65 | 1 | 2 | 10-A-2 | mntprog1 | 2018-07-14 |  | VB | SP00 | 837 | 1 | attagons | 2020-10-14 |  | 1002 | V | SPO | 26101305 | 26101305 | 75 | X | [6 empty] | 0 |  | 1 | THB | O |  | 0 | D | 0 |  |  |  |  | Non-Move | Non-Move | Non-Move
389723 | 03 | 75034651375 | CONTACTOR,PLATE 3RT,SIEMENS ÃÍspec[9] | PT011 | PC | 950 | 65 | 0 | 2 | 24-A-8 | mntprog1 | 2018-07-14 |  | ND | SP00 | 822 | 1 | attagons | 2020-10-14 | X | 1002 | V | SPO | 39121529 | 39121529 | 75 | X | [6 empty] | 0 |  | 1 | THB | O |  | 0 | D | 0 |  |  |  |  | Non-Move | Non-Move | Non-Move
389724 | 03 | 75034652130 | POWER SUPPLY DRP024V240W1AA | PT010 | PC | 4680 | 60 | 0 | 1 | NEW STOCK | mntprog1 | 2018-07-14 |  | VB | SP00 | 824 | 1 | attagons | 2020-10-14 |  | 1002 | V | SPO |  | 23150000 | 75 | [7 empty] | 0 |  | 1 | THB | O |  | 0 | D | 0 |  |  |  |  | Non-Move | Non-Move | Non-Move | Power Supply
389725 | 03 | 75034652635 | PLATE RETRAINER, B22635 EMO III | PT011 | PC | 5404.83 | 71 | 1 | 2 | 22-C-4 | mntprog1 | 2018-07-14 |  | VB | SP00 | C02 | 1 | attagons | 2020-10-14 |  | 1002 | V | SPO | 39120000 | 39120000 | 75 | X | [6 empty] | 0 |  | 1 | THB | O |  | 0 | D | 0 |  |  |  |  | Non-Move | Non-Move | Non-Move |  | KADANT
389726 | 03 | 75034657012 | PULSE GENERATOR,''TAMAGAWA'' C/TL312V | PT012 | PC | 36447.4 | 100 | 1 | 3 | 32-A-5 | mntprog1 | 2018-07-14 |  | VB | SP00 | 822 | 1 | attagons | 2020-10-14 | X | 1002 | V | SPO | 41115320 | 41115320 | 75 | X | [6 empty] | 0 |  | 1 | THB | O |  | 0 | D | 0 |  |  |  |  | Non-Move | Non-Move | Non-Move
389727 | 03 | 75034657020 | PULSE GENERATOR,RP-112D-TO-600 | PT012 | PC | 51883.2 | 120 | 1 | 2 | 32-A-4 | mntprog1 | 2018-07-14 |  | VB | SP00 | 856 | 1 | attagons | 2020-10-14 | X | 1002 | V | SPO | 41115320 | 41115320 | 75 | X | [6 empty] | 0 |  | 1 | THB | O |  | 0 | D | 0 |  |  |  |  | Non-Move | Non-Move | Non-Move
389728 | 03 | 75034660601 | SW,PUSH BUTTON,XAC-A9412,TELE | PT010 | PC | 117.87 | 30 | 5 | 10 | 49-C-5 | mntprog1 | 2018-07-14 |  | VB | SP00 | 814 | 1 | mntprog1 | 2021-06-18 |  | 1002 | V | SPO | 39121512 | 39121512 | 75 | X | [6 empty] | 0 |  | 1 | THB | O |  | 0 | D | 0 |  |  |  |  | Non-Move | Non-Move | Non-Move | PUSH BUTTON
389729 | 03 | 75034663300 | EE,PHASE PROTECTION,PVN 300-500 VAC [8][ | PT011 | PC | 3075 | 65 | 0 | 1 | 22-B-8 | mntprog1 | 2018-07-14 |  | VB | SP00 | 814 | 1 | mntprog1 | 2020-12-24 | X | 1002 | V | SPO | 39121500 | 39121500 | 75 | X | [6 empty] | 0 |  | 1 | THB | O |  | 0 | D | 0 |  |  |  |  | Non-Move | Non-Move | Non-Move
389730 | 03 | 75034665762 | GEAR,PINION,5762,SEW EURODRIVE [8] | PT011 | PC | 1500 | 0 | 0 | 1 | 22-B-3 | mntprog1 | 2018-07-14 |  | VB | SP00 | 846 | 1 | mntprog1 | 2020-12-24 | X | 1002 | V | SPO | 31171710 | 31171710 | 75 | X | [6 empty] | 0 |  | 1 | THB | O |  | 0 | D | 0 |  |  |  |  | Non-Move | Non-Move | Non-Move
389731 | 03 | 75034680002 | PSU,SR-110-24,NEMIC-LAMBDA, {ZN} | PT011 | PC | 22000 | 0 | 0 | 1 | W5-C-1 | mntprog1 | 2018-07-14 |  | ZN | SP00 | 824 | 1 | mntprog1 | 2021-04-09 |  | 1002 | V | SPO | 39121004 | 39121004 | 75 | X | [6 empty] | 0 |  | 0 | THB | O |  | 0 | D | 0 |  |  |  |  | Non-Move | Non-Move | Non-Move | Power Supply
389732 | 03 | 75034680632 | PIN B22632, EMOIII,B22632,KADANT U.K. | PT011 | PC | 1705.28 | 97 | 0 | 2 | 22-C-6 | mntprog1 | 2018-07-14 |  | VB | SP00 | C0E | 1 | mntprog1 | 2020-11-30 |  | 1002 | V | SPO | 39120000 | 39120000 | 75 | X | [6 empty] | 0 |  | 1 | THB | O |  | 0 | D | 0 |  |  |  |  | Non-Move | Non-Move | Non-Move |  | KADANT
389733 | 03 | 75034680645 | DCS,AirRegulator,A416288 [8] | PT012 | EA | 89000 | 45 | 0 | 1 | 25-B-8 | mntprog1 | 2018-07-14 |  | ND | SP00 | 824 | 1 | mntprog1 | 2020-01-05 |  | 1002 | V | SPO | 32152000 | 32152000 | 75 | X | [6 empty] | 0 |  | 1 | THB | O |  | 0 | D | 0 |  |  |  |  | Non-Move | Non-Move | Non-Move | Air Regulator
389734 | 03 | 75034680926 | PLUG MALE,A21926,16PIN,H-A16SS [4PC/ครั้ | PT011 | PC | 2029.46 | 81 | 0 | 4 | 22-C-7 | mntprog1 | 2018-07-14 |  | VB | SP00 | C0F | 1 | mntprog1 | 2021-04-05 |  | 1002 | V | SPO | 39121400 | 39121400 | 75 | X | [6 empty] | 0 |  | 1 | THB | O |  | 0 | D | 0 |  |  |  |  | Non-Move | Non-Move | Non-Move
389735 | 03 | 75034682016 | PLUG FEMALE,A21925,H-A16 BS,16PIN [4PC | PT011 | PC | 2020.74 | 91 | 0 | 4 | 22-C-7 | mntprog1 | 2018-07-14 |  | VB | SP00 | C0F | 1 | mntprog1 | 2021-05-17 |  | 1002 | V | SPO | 39121400 | 39121400 | 75 | X | [6 empty] | 0 |  | 1 | THB | O |  | 0 | D | 0 |  |  |  |  | Non-Move | Non-Move | Non-Move
389736 | 03 | 75034682320 | PROFIBUS PDQ22-FBP,1SAJ240200R0050-T,ABB | PT010 | PC | 20800 | 60 | 5 | 10 | AIR-7-D-4 | mntprog1 | 2018-07-14 |  | VB | SP00 | 824 | 1 | mntprog1 | 2021-02-24 |  | 1002 | V | SPO |  | 23150000 | 75 | X | [6 empty] | 0 |  | 1 | THB | O |  | 0 | D | 0 |  |  |  |  | Non-Move | Non-Move | Non-Move | Profibus DP | ABB
389737 | 03 | 75034683113 | INST,PROBE VIBRATION,3301040013 | PT011 | PC | 17970 | 71 | 0 | 1 | 76-D-7 | mntprog1 | 2018-07-14 |  | VB | SP00 | 823 | 1 | attagons | 2020-10-14 | X | 1002 | V | SPO | 41111900 | 41111900 | 75 | X | [6 empty] | 0 |  | 1 | THB | O |  | 0 | D | 0 |  |  |  |  | Non-Move | Non-Move | Non-Move
389738 | 03 | 75034683224 | PLC,6ES5 243-UA15,SIEMENS [ZN] | PT011 | PC | 32070 | 71 | 0 | 1 | W5-B-2 | mntprog1 | 2018-07-14 |  | ZN | SP00 | 824 | 1 | mntprog1 | 2021-04-09 | X | 1002 | V | SPO | 32151700 | 32151700 | 75 | X | [6 empty] | 0 |  | 0 | THB | O |  | 0 | D | 0 |  |  |  |  | Non-Move | Non-Move | Non-Move
389739 | 03 | 75034683306 | PROTECTIONtransient''EMZ6,EP14 [ZN] | PT011 | PC | 6021.61 | 30 | 0 | 1 | W5-C-1 | mntprog1 | 2018-07-14 |  | ZN | SP00 |  | 1 | mntprog1 | 2021-04-09 | X | 1002 | V | SPO | 39120000 | 39120000 | 75 | X | [6 empty] | 0 |  | 0 | THB | O |  | 0 | D | 0 |  |  |  |  | Non-Move | Non-Move | Non-Move
389740 | 03 | 75034683320 | PROFIBUS RPBA-01,ABB | PT010 | PC | 16666.67 | 30 | 1 | 3 | AIR-6-C-2 | mntprog1 | 2018-07-14 |  | VB | SP00 | 824 | 1 | attagons | 2020-10-14 |  | 1002 | V | SPO |  | 23150000 | 75 | [7 empty] | 0 |  | 1 | THB | O |  | 0 | D | 0 |  |  |  |  | Non-Move | Non-Move | Non-Move
389741 | 03 | 75034683467 | PROTECTIONtransient''EMR8,9,EP14 [ZN] | PT011 | PC | 1 | 30 | 1 | 3 | W5-C-1 | mntprog1 | 2018-07-14 |  | ZN | SP00 |  | 1 | mntprog1 | 2021-04-09 | X | 1002 | V | SPO | 39120000 | 39120000 | 75 | X | [6 empty] | 0 |  | 0 | THB | O |  | 0 | D | 0 |  |  |  |  | Non-Move | Non-Move | Non-Move
389742 | 03 | 75034683796 | PROTECTIONtransient''EMZ3,EP14 [ZN] | PT011 | PC | 3211.53 | 30 | 0 | 1 | W5-C-1 | mntprog1 | 2018-07-14 |  | ZN | SP00 |  | 1 | mntprog1 | 2021-04-09 | X | 1002 | V | SPO | 39120000 | 39120000 | 75 | X | [6 empty] | 0 |  | 0 | THB | O |  | 0 | D | 0 |  |  |  |  | Non-Move | Non-Move | Non-Move
389743 | 03 | 75034684582 | PROTECTIONtransient''EMA6,EP14 [ZN] | PT011 | PC | 1 | 30 | 0 | 1 | W5-C-1 | mntprog1 | 2018-07-14 |  | ZN | SP00 |  | 1 | mntprog1 | 2021-04-09 | X | 1002 | V | SPO | 39120000 | 39120000 | 75 | X | [6 empty] | 0 |  | 0 | THB | O |  | 0 | D | 0 |  |  |  |  | Non-Move | Non-Move | Non-Move
389744 | 03 | 75034684595 | PROXIMITOR'BENTLY'330180 50 00,TG14vib | PT011 | PC | 24500 | 48 | 0 | 1 | 76-D-6 | mntprog1 | 2018-07-14 |  | VB | SP00 | 823 | 1 | attagons | 2020-10-14 | X | 1002 | V | SPO | 41111926 | 41111926 | 75 | X | [6 empty] | 0 |  | 1 | THB | O |  | 0 | D | 0 |  |  |  |  | Non-Move | Non-Move | Non-Move
389745 | 03 | 75034684605 | DCS,PSU, QCS,3BSE003389R1,ABB,{9} | PT011 | PC | 48000 | 173 | 0 | 1 | 77-D-2 | mntprog1 | 2018-07-14 |  | ND | SP00 | 824 | 1 | mntprog1 | 2019-05-26 | X | 1002 | V | SPO | 32152000 | 32152000 | 75 | X | [6 empty] | 0 |  | 1 | THB | O |  | 0 | D | 0 |  |  |  |  | Non-Move | Non-Move | Non-Move | Power Supply
389746 | 03 | 75034684608 | PLC,DC POWER SUPPLY,AC3-OMHV-00-00-C | PT011 | PC | 19500 | 0 | 0 | 1 | 33-D-3 | mntprog1 | 2018-07-14 |  | VB | SP00 | 824 | 1 | attagons | 2020-10-14 |  | 1002 | V | SPO | 32151700 | 32151700 | 75 | X | [6 empty] | 0 |  | 1 | THB | O |  | 0 | D | 0 |  |  |  |  | Non-Move | Non-Move | Non-Move | Power Supply
389747 | 03 | 75034684610 | PSU,PBA 300F-24C,COSEL withSupportset | PT011 | PC | 9700 | 0 | 1 | 2 | 33-D-3 | mntprog1 | 2018-07-14 |  | VB | SP00 | 824 | 1 | attagons | 2020-10-14 |  | 1002 | V | SPO | 39121004 | 39121004 | 75 | X | [6 empty] | 0 |  | 1 | THB | O |  | 0 | D | 0 |  |  |  |  | Non-Move | Non-Move | Non-Move | Power Supply
389748 | 03 | 75034684715 | DCS,PSU, QCS,086370-001,ABB,ãªéäÁèä´é{9} | PT011 | PC | 1 | 30 | 0 | 0 | 75-C-3 | mntprog1 | 2018-07-14 |  | ND | SP00 | 824 | 1 | attagons | 2020-10-14 | X | 1002 | V | SPO | 32152000 | 32152000 | 75 | X | [6 empty] | 0 |  | 1 | THB | O |  | 0 | D | 0 |  |  |  |  | Non-Move | Non-Move | Non-Move | Power Supply
389749 | 03 | 75034684801 | PSU,6RB2110-0FD01,SIMODRIVE [ZN] | PT011 | PC | 60375.5 | 30 | 0 | 2 | W5-C-3 | mntprog1 | 2018-07-14 |  | ZN | SP00 | 824 | 1 | mntprog1 | 2021-04-09 | X | 1002 | V | SPO | 39121004 | 39121004 | 75 | X | [6 empty] | 0 |  | 0 | THB | O |  | 0 | D | 0 |  |  |  |  | Non-Move | Non-Move | Non-Move |  | SIEMENS
389750 | 03 | 75034684812 | PSU,6SC6100-0GB12,SIMODRIVE,{9} | PT011 | PC | 1 | 30 | 0 | 1 | 76-C-5 | mntprog1 | 2018-07-14 |  | ND | SP00 | 824 | 1 | mntprog1 | 2019-05-26 | X | 1002 | V | SPO | 39121004 | 39121004 | 75 | X | [6 empty] | 0 |  | 1 | THB | O |  | 0 | D | 0 |  |  |  |  | Non-Move | Non-Move | Non-Move |  | SIEMENS
389751 | 03 | 75034684814 | PSU,9AB4141-4NA,SIEMENS [ZN] | PT011 | PC | 87000 | 65 | 1 | 2 | W5-C-3 | mntprog1 | 2018-07-14 |  | ZN | SP00 | 824 | 1 | mntprog1 | 2021-04-09 | X | 1002 | V | SPO | 39121004 | 39121004 | 75 | X | [6 empty] | 0 |  | 0 | THB | O |  | 0 | D | 0 |  |  |  |  | Non-Move | Non-Move | Non-Move |  | SIEMENS
389752 | 03 | 75034685020 | POWERSUPPLYdcs'ABB'SR511,24V/5V | PT011 | PC | 1 | 30 | 0 | 1 | 75-D-3 | mntprog1 | 2018-07-14 |  | VB | SP00 | 824 | 1 | attagons | 2020-10-14 | X | 1002 | V | SPO | 32152000 | 32152000 | 75 | X | [6 empty] | 0 |  | 1 | THB | O |  | 0 | D | 0 |  |  |  |  | Non-Move | Non-Move | Non-Move |  | ABB
389753 | 03 | 75034685022 | DCS,PSU, QCS,086362-001,ABB | PT011 | PC | 155000 | 30 | 0 | 1 | 75-C-4 | mntprog1 | 2018-07-14 |  | VB | SP00 | 847 | 1 | attagons | 2020-10-14 | X | 1002 | V | SPO | 32152000 | 32152000 | 75 | X | [6 empty] | 0 |  | 1 | THB | O |  | 0 | D | 0 |  |  |  |  | Non-Move | Non-Move | Non-Move |  | ABB
389754 | 03 | 75034685024 | PSU,B24088 24V EMOIII,KADANT U.K | PT011 | PC | 28040.88 | 65 | 1 | 2 | 22-B-4 | mntprog1 | 2018-07-14 |  | VB | SP00 | 824 | 1 | attagons | 2020-10-14 |  | 1002 | V | SPO | 39121004 | 39121004 | 75 | X | [6 empty] | 0 |  | 1 | THB | O |  | 0 | D | 0 |  |  |  |  | Non-Move | Non-Move | Non-Move |  | KADANT
389755 | 03 | 75034685045 | PSU,MINI-PS-100-240AC/2X15DC/1,PHOENIX | PT011 | PC | 4269.99 | 0 | 0 | 1 | 77-D-6 | mntprog1 | 2018-07-14 |  | VB | SP00 | 824 | 1 | attagons | 2020-10-14 |  | 1002 | V | SPO | 39121004 | 39121004 | 75 | X | [6 empty] | 0 |  | 1 | THB | O |  | 0 | D | 0 |  |  |  |  | Non-Move | Non-Move | Non-Move | Power Supply | PHOENIX
389756 | 03 | 75034685055 | PLC,DC PS 2866763,QUINT-PS/1AC/24DC/10 | PT011 | PC | 4480 | 60 | 1 | 2 | 77-E-5 | mntprog1 | 2018-07-14 |  | VB | SP00 | 824 | 1 | attagons | 2020-10-14 |  | 1002 | V | SPO | 32151700 | 32151700 | 75 | X | [6 empty] | 0 |  | 1 | THB | O |  | 0 | D | 0 |  |  |  |  | Non-Move | Non-Move | Non-Move
389757 | 03 | 75034685130 | POWER SUPPLY TYPE:CP-SNT-300W | PT011 | PC | 43700 | 0 | 0 | 1 | 33-A-7 | mntprog1 | 2018-07-14 |  | VB | SP00 | 824 | 1 | attagons | 2020-10-14 | X | 1002 | V | SPO | 32152000 | 32152000 | 75 | X | [6 empty] | 0 |  | 1 | THB | O |  | 0 | D | 0 |  |  |  |  | Non-Move | Non-Move | Non-Move | Power Supply
389758 | 03 | 75034685155 | DCS,POWER SUPPLY UNIT,CP-SNT-55W | PT011 | PC | 8857.37 | 60 | 0 | 1 | 33-A-7 | mntprog1 | 2018-07-14 |  | VB | SP00 | 824 | 1 | attagons | 2020-10-14 | X | 1002 | V | SPO | 32152000 | 32152000 | 75 | X | [6 empty] | 0 |  | 1 | THB | O |  | 0 | D | 0 |  |  |  |  | Non-Move | Non-Move | Non-Move | Power Supply
389760 | 03 | 75034686248 | PSU,MS SERIES,24V 12A,AUTO SAMPLING | PT011 | PC | 2500 | 62 | 1 | 2 | 77-D-1 | mntprog1 | 2018-07-14 |  | VB | SP00 | 824 | 1 | mntprog1 | 2021-06-04 |  | 1002 | V | SPO | 39121004 | 39121004 | 75 | X | [6 empty] | 0 |  | 1 | THB | O |  | 0 | D | 0 |  |  |  |  | Non-Move | Non-Move | Non-Move | Power Supply
389762 | 03 | 75034686310 | PLC,A1S61PN,MITSUBISHI | PT011 | UT | 2835 | 38 | 0 | 1 | 35-E-3 | mntprog1 | 2018-07-14 |  | VB | SP00 | 824 | 1 | attagons | 2020-10-14 | X | 1002 | V | SPO | 32151700 | 32151700 | 75 | X | [6 empty] | 0 |  | 1 | THB | O |  | 0 | D | 0 |  |  |  |  | Non-Move | Non-Move | Non-Move |  | MITSUBISHI
389764 | 03 | 75034686785 | PLC,AC3-IOZM-00-00-C [ZN] | PT011 | PC | 16875 | 0 | 2 | 4 | W5-B-1 | mntprog1 | 2018-07-14 |  | ZN | SP00 | 824 | 1 | mntprog1 | 2021-04-09 | X | 1002 | V | SPO | 32151700 | 32151700 | 75 | X | [6 empty] | 0 |  | 0 | THB | O |  | 0 | D | 0 |  |  |  |  | Non-Move | Non-Move | Non-Move
389765 | 03 | 75034686786 | PowerSupply'Cosel'AC3IOZH0000C,220V | PT011 | PC | 16000 | 0 | 1 | 3 | 33-A-7 | mntprog1 | 2018-07-14 |  | VB | SP00 | 824 | 1 | attagons | 2020-10-14 | X | 1002 | V | SPO | 39121004 | 39121004 | 75 | X | [6 empty] | 0 |  | 1 | THB | O |  | 0 | D | 0 |  |  |  |  | Non-Move | Non-Move | Non-Move
389766 | 03 | 75034686806 | PLC,JBAM-S006,YASKAWA [ZN] | PT011 | PC | 15000 | 30 | 0 | 2 | W5-A-3 | mntprog1 | 2018-07-14 |  | ZN | SP00 | 824 | 1 | mntprog1 | 2021-04-09 | X | 1002 | V | SPO | 32151700 | 32151700 | 75 | X | [6 empty] | 0 |  | 0 | THB | O |  | 0 | D | 0 |  |  |  |  | Non-Move | Non-Move | Non-Move |  | YASKAWA
389767 | 03 | 75034687124 | PSU,PBA75F-24-CN,COSEL 220VAC | PT011 | ST | 4000 | 60 | 1 | 2 | 76-E-1 | mntprog1 | 2018-07-14 |  | VB | SP00 | 824 | 1 | attagons | 2020-10-14 |  | 1002 | V | SPO | 39121004 | 39121004 | 75 | X | [6 empty] | 0 |  | 1 | THB | O |  | 0 | D | 0 |  |  |  |  | Non-Move | Non-Move | Non-Move
389768 | 03 | 75034687168 | POWERSUPPLYdcs'ABB'SA168,3BSE003389R1 | PT011 | PC | 44640 | 71 | 0 | 1 | 75-A-3 | mntprog1 | 2018-07-14 |  | VB | SP00 | 824 | 1 | attagons | 2020-10-14 | X | 1002 | V | SPO | 32152000 | 32152000 | 75 | X | [6 empty] | 0 |  | 1 | THB | O |  | 0 | D | 0 |  |  |  |  | Non-Move | Non-Move | Non-Move | Power Supply | ABB
389770 | 03 | 75034688871 | POWERSUPPLYweigtSCALE'230871,PB14 [ZN] | PT011 | PC | 1 | 30 | 0 | 1 | W5-C-1 | mntprog1 | 2018-07-14 |  | ZN | SP00 | 824 | 1 | mntprog1 | 2021-04-09 | X | 1002 | V | SPO | 39121004 | 39121004 | 75 | X | [6 empty] | 0 |  | 0 | THB | O |  | 0 | D | 0 |  |  |  |  | Non-Move | Non-Move | Non-Move | Power Supply
389771 | 03 | 75034688890 | PSU,6EW1890-3AB,SIEMENS [ZN] | PT011 | PC | 90000.5 | 70 | 0 | 2 | W5-A-2 | mntprog1 | 2018-07-14 |  | ZN | SP00 | 824 | 1 | mntprog1 | 2021-04-09 | X | 1002 | V | SPO | 39121004 | 39121004 | 75 | X | [6 empty] | 0 |  | 0 | THB | O |  | 0 | D | 0 |  |  |  |  | Non-Move | Non-Move | Non-Move | Power Supply | SIEMENS
389772 | 03 | 75034689221 | PSU,SPTU 240 R2RS 941 021-AA,ABB [5] | PT011 | PC | 38600 | 65 | 0 | 2 | 34-E-1 | mntprog1 | 2018-07-14 |  | ND | SP00 | 824 | 1 | attagons | 2020-10-14 | X | 1002 | V | SPO | 39121004 | 39121004 | 75 | X | [6 empty] | 0 |  | 1 | THB | O |  | 0 | D | 0 |  |  |  |  | Non-Move | Non-Move | Non-Move | Power Supply | ABB
389773 | 03 | 75034689312 | PLC,S82K-03012,/ S8VS-03012, OMRON | PT011 | PC | 1890 | 45 | 1 | 2 | 77-D-1 | mntprog1 | 2018-07-14 |  | VB | SP00 | 824 | 1 | attagons | 2020-10-14 |  | 1002 | V | SPO | 32151700 | 32151700 | 75 | X | [6 empty] | 0 |  | 1 | THB | O |  | 0 | D | 0 |  |  |  |  | Non-Move | Non-Move | Non-Move | Power Supply | OMRON
389775 | 03 | 75034689322 | PSU,POWERSUPPLY HV SPTU240R3RS941022AA | PT011 | PC | 29000 | 66 | 0 | 1 | 34-E-2 | mntprog1 | 2018-07-14 |  | VB | SP00 | 824 | 1 | attagons | 2020-10-14 | X | 1002 | V | SPO | 39121004 | 39121004 | 75 | X | [6 empty] | 0 |  | 1 | THB | O |  | 0 | D | 0 |  |  |  |  | Non-Move | Non-Move | Non-Move
389776 | 03 | 75034689324 | PSU,SPTU240R1 PROTECTION RELAY,ABB [5] | PT011 | ST | 32777.78 | 70 | 0 | 3 | 77-E-7 | mntprog1 | 2018-07-14 |  | ND | SP00 | 822 | 1 | attagons | 2020-10-14 | X | 1002 | V | SPO | 39121004 | 39121004 | 75 | X | [6 empty] | 0 |  | 1 | THB | O |  | 0 | D | 0 |  |  |  |  | Non-Move | Non-Move | Non-Move
389777 | 03 | 75034689332 | PLC,P30E-12N-C, "COSEL" ÃÍmin | PT011 | PC | 3000 | 0 | 2 | 4 | 34-E-2 | mntprog1 | 2018-07-14 |  | VB | SP00 | 824 | 1 | attagons | 2020-10-14 |  | 1002 | V | SPO | 32151700 | 32151700 | 75 | X | [6 empty] | 0 |  | 1 | THB | O |  | 0 | D | 0 |  |  |  |  | Non-Move | Non-Move | Non-Move
389778 | 03 | 75034689335 | PLC,P30E-15N-C,"COSEL" [5] | PT011 | PC | 3538.75 | 0 | 1 | 3 | 34-E-2 | mntprog1 | 2018-07-14 |  | ND | SP00 | 824 | 1 | attagons | 2020-10-14 |  | 1002 | V | SPO | 32151700 | 32151700 | 75 | X | [6 empty] | 0 |  | 1 | THB | O |  | 0 | D | 0 |  |  |  |  | Non-Move | Non-Move | Non-Move
389781 | 03 | 75034689360 | POWERSUPPLY'SIEMENS'6EW18102AA [wo] | PT011 | PC | 155000 | 30 | 0 | 1 | 77-B-5 | mntprog1 | 2018-07-14 |  | ND | SP00 | 824 | 1 | attagons | 2020-10-14 | X | 1002 | V | SPO | 39121004 | 39121004 | 75 | X | [6 empty] | 0 |  | 1 | THB | O |  | 0 | D | 0 |  |  |  |  | Non-Move | Non-Move | Non-Move
389782 | 03 | 75034689370 | PSU,Q-250F QUAD,MW [SD] | PT011 | PC | 2962.5 | 90 | 1 | 2 | 77-E-2 | mntprog1 | 2018-07-14 |  | VB | SP00 | 824 | 1 | mntprog1 | 2021-06-10 |  | 1002 | V | SPO | 39121004 | 39121004 | 75 | X | [6 empty] | 0 |  | 1 | THB | O |  | 0 | D | 0 |  |  |  |  | Non-Move | Non-Move | Non-Move
389783 | 03 | 75034689402 | POWER MODULE INDUS 2 LAMBDA P0904HA [8] | PT011 | PC | 24210.53 | 0 | 0 | 2 | 33-B-8 | mntprog1 | 2018-07-14 |  | ND | SP00 | 824 | 1 | attagons | 2020-10-14 | X | 1002 | V | SPO | 32152000 | 32152000 | 75 | X | [6 empty] | 0 |  | 1 | THB | O |  | 0 | D | 0 |  |  |  |  | Non-Move | Non-Move | Non-Move
389784 | 03 | 75034689403 | DCS,POWER MODULE FOXBORO PB#14 [ZN] | PT011 | PC | 37300 | 0 | 0 | 1 | W5-A-2 | mntprog1 | 2018-07-14 |  | ZN | SP00 | 824 | 1 | mntprog1 | 2021-04-09 |  | 1002 | V | SPO | 32152000 | 32152000 | 75 | X | [6 empty] | 0 |  | 0 | THB | O |  | 0 | D | 0 |  |  |  |  | Non-Move | Non-Move | Non-Move | Power Supply | FOXBORO
389785 | 03 | 75034689406 | DCS,POWER MODULE FOXBORO PB#14 {ZN] | PT011 | PC | 29100 | 0 | 0 | 1 | W5-A-3 | mntprog1 | 2018-07-14 |  | ZN | SP00 | 824 | 1 | mntprog1 | 2021-04-09 |  | 1002 | V | SPO | 32152000 | 32152000 | 75 | X | [6 empty] | 0 |  | 0 | THB | O |  | 0 | D | 0 |  |  |  |  | Non-Move | Non-Move | Non-Move | Power Supply | FOXBORO
389786 | 03 | 75034690710 | PULSE GENERATOR,861900220-1024PPR | PT011 | PC | 36429.49 | 60 | 2 | 4 | 35-C-1 | mntprog1 | 2018-07-14 |  | VB | SP00 | 822 | 1 | attagons | 2020-10-14 |  | 1002 | V | SPO | 41115320 | 41115320 | 75 | X | [6 empty] | 0 |  | 1 | THB | O |  | 0 | D | 0 |  |  |  |  | Non-Move | Non-Move | Non-Move
389787 | 03 | 75034690711 | PULSE GENERATOR,861008455-900 [SD] | PT011 | PC | 45006.4 | 233 | 1 | 2 | 35-D-3 | mntprog1 | 2018-07-14 |  | VB | SP00 | 822 | 1 | mntprog1 | 2021-06-10 |  | 1002 | V | SPO | 41115320 | 41115320 | 75 | X | [6 empty] | 0 |  | 1 | THB | O |  | 0 | D | 0 |  |  |  |  | Non-Move | Non-Move | Non-Move
389788 | 03 | 75034690972 | SERVO CONTROLLER,AC-PIN-41C/48C-COAT,ABB | PT011 | PC | 94000 | 60 | 0 | 1 | 75-C-2 | mntprog1 | 2018-07-14 |  | VB | SP00 | 821 | 1 | attagons | 2020-10-14 |  | 1002 | V | SPO | 26111515 | 26111515 | 75 | X | [6 empty] | 0 |  | 1 | THB | O |  | 0 | D | 0 |  |  |  |  | Non-Move | Non-Move | Non-Move | SERVO | ABB
389789 | 03 | 75034691011 | SW,PUSH BUTTON,AR22FOR-11G,FUJI | PT011 | PC | 170 | 60 | 2 | 6 | 29-D-7 | mntprog1 | 2018-07-14 |  | VB | SP00 | 814 | 1 | attagons | 2020-10-14 |  | 1002 | V | SPO | 39121512 | 39121512 | 75 | X | [6 empty] | 0 |  | 1 | THB | O |  | 0 | D | 0 |  |  |  |  | Non-Move | Non-Move | Non-Move | PUSH BUTTON | FUJI
389790 | 03 | 75034691511 | SW,PUSH BUTTON,AR22FOR-11R,FUJI | PT011 | PC | 170.01 | 92 | 2 | 6 | 29-B-5 | mntprog1 | 2018-07-14 |  | VB | SP00 | 814 | 1 | attagons | 2020-10-14 |  | 1002 | V | SPO | 39121512 | 39121512 | 75 | X | [6 empty] | 0 |  | 1 | THB | O |  | 0 | D | 0 |  |  | 75034691511 | 75034691511 | Move | Move | Move | PUSH BUTTON | FUJI
389791 | 03 | 75034692011 | SW,PUSH BUTTON,AH30FG11,FUJI | PT011 | PC | 155.62 | 89 | 2 | 5 | 29-B-5 | mntprog1 | 2018-07-14 |  | VB | SP00 | 814 | 1 | attagons | 2020-10-14 |  | 1002 | V | SPO | 39121512 | 39121512 | 75 | X | [6 empty] | 0 |  | 1 | THB | O |  | 0 | D | 0 |  |  |  | 75034692011 | Non-Move | Move | Move | PUSH BUTTON | FUJI
389792 | 03 | 75034692511 | SW,PUSH BUTTON,AH30FR11,FUJI | PT011 | PC | 198.92 | 115 | 0 | 9 | 29-B-5 | mntprog1 | 2018-07-14 |  | VB | SP00 | 814 | 1 | attagons | 2020-10-14 |  | 1002 | V | SPO | 39121512 | 39121512 | 75 | X | [6 empty] | 0 |  | 1 | THB | O |  | 0 | D | 0 |  |  |  |  | Non-Move | Non-Move | Non-Move | PUSH BUTTON | FUJI
389793 | 03 | 75034693011 | SW,PUSH BUTTON,AR30-EOL-10M4G,FUJI | PT011 | PC | 410 | 84 | 3 | 6 | 29-B-3 | mntprog1 | 2018-07-14 |  | VB | SP00 | 814 | 1 | attagons | 2020-10-14 |  | 1002 | V | SPO | 39121512 | 39121512 | 75 | X | [6 empty] | 0 |  | 1 | THB | O |  | 0 | D | 0 |  |  | 75034693011 |  | Move | Non-Move | Move | PUSH BUTTON | FUJI
389794 | 03 | 75034693511 | SW,PUSH BUTTON,AR30 EOL-01M4R,FUJI | PT011 | PC | 321.23 | 83 | 3 | 6 | 29-B-3 | mntprog1 | 2018-07-14 |  | VB | SP00 | 814 | 1 | attagons | 2020-10-14 |  | 1002 | V | SPO | 39121512 | 39121512 | 75 | X | [6 empty] | 0 |  | 1 | THB | O |  | 0 | D | 0 |  |  | 75034693511 | 75034693511 | Move | Move | Move | PUSH BUTTON | FUJI
389795 | 03 | 75034694200 | PLC,AS-HDTA-200,MODICON [N] | PT011 | PC | 7164.5 | 83 | 0 | 2 | 76-E-1 | mntprog1 | 2018-07-14 |  | ND | SP00 | 824 | 1 | attagons | 2020-10-14 | X | 1002 | V | SPO | 32151700 | 32151700 | 75 | X | [6 empty] | 0 |  | 1 | THB | O |  | 0 | D | 0 |  |  |  |  | Non-Move | Non-Move | Non-Move
389796 | 03 | 75034696032 | RAMdcs'FOXBORO',32MB [ZN] | PT011 | EA | 2500 | 70 | 0 | 1 | W5-,A2-F-2 | mntprog1 | 2018-07-14 |  | ZN | SP00 | 824 | 1 | mntprog1 | 2021-04-09 | X | 1002 | V | SPO | 32152000 | 32152000 | 75 | X | [6 empty] | 0 |  | 0 | THB | O |  | 0 | D | 0 |  |  |  |  | Non-Move | Non-Move | Non-Move
389797 | 03 | 75034699045 | DCS,RAIL WIPER,A403706,METSO (8PCS/SET) | PT012 | PC | 2641.2 | 60 | 1 | 5 | 25-B-6 | mntprog1 | 2018-07-14 |  | VB | SP00 | 824 | 1 | attagons | 2020-10-14 | X | 1002 | V | SPO | 32152000 | 32152000 | 75 | X | [6 empty] | 0 |  | 1 | THB | O |  | 0 | D | 0 |  |  |  |  | Non-Move | Non-Move | Non-Move
389798 | 03 | 75034700360 | POWER CIRCUIT BREAKER 25-4 3PPM16(5) | PT010 | PC | 1600 | 30 | 0 | 1 | 73-D-2 | mntprog1 | 2018-07-14 |  | ND | SP00 | 822 | 1 | attagons | 2020-10-14 |  | 1002 | V | SPO |  | 23150000 | 75 |  |  |  | Z7500 |  |  |  | 0 |  | 1 | THB | O |  | 0 | D | 0 |  |  |  |  | Non-Move | Non-Move | Non-Move
389799 | 03 | 75034701005 | RECTIFIER,8930/1,KONE | PT010 | PC | 5850 | 30 | 3 | 5 | 49-C-5 | mntprog1 | 2018-07-14 |  | VB | SP00 | 824 | 1 | attagons | 2020-10-14 |  | 1002 | V | SPO | 32121701 | 32121701 | 75 | X | [6 empty] | 0 |  | 1 | THB | O |  | 0 | D | 0 |  |  |  |  | Non-Move | Non-Move | Non-Move |  | KONE
389800 | 03 | 75034701360 | POWER CIRCUIT BREAKER 9-14A 3PPM16(5) | PT010 | PC | 2400 | 30 | 0 | 1 | 73-D-2 | mntprog1 | 2018-07-14 |  | ND | SP00 | 822 | 1 | attagons | 2020-10-14 |  | 1002 | V | SPO |  | 23150000 | 75 |  |  |  | Z7500 |  |  |  | 0 |  | 1 | THB | O |  | 0 | D | 0 |  |  |  |  | Non-Move | Non-Move | Non-Move
389801 | 03 | 75034702320 | PROTECTION RELAY MOTOR ,UMC100,ABBpm.17 | PT010 | PC | 15000 | 60 | 5 | 10 | 50-E-5 | mntprog1 | 2018-07-14 |  | VB | SP00 | 836 | 1 | mntprog1 | 2021-06-08 |  | 1002 | V | SPO |  | 23150000 | 75 | [7 empty] | 0 |  | 1 | THB | O |  | 0 | D | 0 |  |  |  |  | Non-Move | Non-Move | Non-Move
389802 | 03 | 75034703000 | RECTIFIER,825 384 6,SEW-EURODRIVE | PT011 | PC | 2400 | 65 | 2 | 4 | 29-D-4 | mntprog1 | 2018-07-14 |  | VB | SP00 | 824 | 1 | attagons | 2020-10-14 | X | 1002 | V | SPO | 32121701 | 32121701 | 75 | X | [6 empty] | 0 |  | 1 | THB | O |  | 0 | D | 0 |  |  |  |  | Non-Move | Non-Move | Non-Move
389803 | 03 | 75034703112 | RECTIFIER,SKKE 81/12,SEMIKRON [8] | PT011 | PC | 1 | 30 | 0 | 2 | 29-D-4 | mntprog1 | 2018-07-14 |  | ND | SP00 | 824 | 1 | attagons | 2020-10-14 | X | 1002 | V | SPO | 32121701 | 32121701 | 75 | X | [6 empty] | 0 |  | 1 | THB | O |  | 0 | D | 0 |  |  |  |  | Non-Move | Non-Move | Non-Move
389804 | 03 | 75034703120 | RECTIFIER,440V,169800,LIGNITE RECLIAMER | PT011 | UT | 4500 | 60 | 1 | 2 | 29-D-4 | mntprog1 | 2018-07-14 |  | VB | SP00 | 821 | 1 | mntprog1 | 2021-03-19 |  | 1002 | V | SPO | 32121701 | 32121701 | 75 | X | [6 empty] | 0 |  | 1 | THB | O |  | 0 | D | 0 |  |  |  |  | Non-Move | Non-Move | Non-Move
389805 | 03 | 75034705160 | RECTIFIER,6 PLUSE BRIDGE,106KV,?,{9} | PT011 | ST | 556202.32 | 90 | 0 | 1 | 34-B-7 | mntprog1 | 2018-07-14 |  | ND | SP00 | 847 | 1 | attagons | 2020-10-14 | X | 1002 | V | SPO | 32121701 | 32121701 | 75 | X | [6 empty] | 0 |  | 1 | THB | O |  | 0 | D | 0 |  |  |  |  | Non-Move | Non-Move | Non-Move
389806 | 03 | 75034723210 | Regenerative Dc Converter 1336RVB048{ZN} | PT012 | PC | 58850.5 | 51 | 0 | 2 | W5-FLOOR | mntprog1 | 2018-07-14 |  | ZN | SP00 | 812 | 1 | mntprog1 | 2021-04-09 |  | 1002 | V | SPO | 39120000 | 39120000 | 75 | X | [6 empty] | 0 |  | 0 | THB | O |  | 0 | D | 0 |  |  |  |  | Non-Move | Non-Move | Non-Move
389807 | 03 | 75034741022 | GAS,FREON R22,REFRIGERANT R22 | PT011 | PAI | 2198.2 | 45 | 2 | 5 | 10-B-1-2 | mntprog1 | 2018-07-14 |  | VB | SP00 | 837 | 1 | attagons | 2020-10-14 |  | 1002 | V | SPO | 12142100 | 12142100 | 75 | X | [6 empty] | 0 |  | 1 | THB | O |  | 0 | D | 0 |  |  |  |  | Non-Move | Non-Move | Non-Move
389808 | 03 | 75034741407 | GAS,FREON,REFRIGERANT R407C,10 KGS/PAIL | PT011 | PAI | 3500 | 45 | 1 | 2 | 10-B-3 | mntprog1 | 2018-07-14 |  | VB | SP00 | 837 | 1 | attagons | 2020-10-14 |  | 1002 | V | SPO | 12142100 | 12142100 | 75 | X | [6 empty] | 0 |  | 1 | THB | O |  | 0 | D | 0 |  |  |  | 75034741407 | Non-Move | Move | Move
389809 | 03 | 75034751050 | RESISTOR''TCBT5501250A | PT011 | PC | 1 | 30 | 0 | 1 | 26-E-5 | mntprog1 | 2018-07-14 |  | VB | SP00 | 824 | 1 | attagons | 2020-10-14 | X | 1002 | V | SPO | 32121609 | 32121609 | 75 | X | [6 empty] | 0 |  | 1 | THB | O |  | 0 | D | 0 |  |  |  |  | Non-Move | Non-Move | Non-Move
389810 | 03 | 75034751547 | RESISTOR,R4/47 OHM 50W,?,532465 [8] | PT011 | PC | 1390 | 60 | 0 | 1 | 29-D-1 | mntprog1 | 2018-07-14 |  | ND | SP00 | 847 | 1 | attagons | 2020-10-14 | X | 1002 | V | SPO | 32121609 | 32121609 | 75 | X | [6 empty] | 0 |  | 1 | THB | O |  | 0 | D | 0 |  |  |  |  | Non-Move | Non-Move | Non-Move
389811 | 03 | 75034850302 | EE,W33-S4B1Q-5 ,50/60 HZ.,250 V | PT010 | PC | 1627.5 | 30 | 1 | 2 | 49-B-4 | mntprog1 | 2018-07-14 |  | VB | SP00 | 814 | 1 | attagons | 2020-10-14 |  | 1002 | V | SPO | 39121500 | 39121500 | 75 | X | [6 empty] | 0 |  | 1 | THB | O |  | 0 | D | 0 |  |  |  |  | Non-Move | Non-Move | Non-Move
389812 | 03 | 75035001012 | EE,RELAY,KUP14A5,?,120 VAC,(5) | PT010 | PC | 187.26 | 30 | 0 | 1 | 25-C-2 | mntprog1 | 2018-07-14 |  | ND | SP00 | 814 | 1 | attagons | 2020-10-14 |  | 1002 | V | SPO | 39121500 | 39121500 | 75 | X | [6 empty] | 0 |  | 1 | THB | O |  | 0 | D | 0 |  |  |  |  | Non-Move | Non-Move | Non-Move
389813 | 03 | 75035001015 | RELAY,CTRL,100 VAC,G2A-432A-N ,(5) | PT010 | PC | 500 | 63 | 0 | 1 | 25-C-2 | mntprog1 | 2018-07-14 |  | ND | SP00 | 822 | 1 | attagons | 2020-10-14 |  | 1002 | V | SPO | 39121535 | 39121535 | 75 | X | [6 empty] | 0 |  | 1 | THB | O |  | 0 | D | 0 |  |  |  |  | Non-Move | Non-Move | Non-Move
389814 | 03 | 75035001020 | RELAY,CTRL,220Vac,RA-6E2,YASKAWA | PT010 | PC | 720 | 101 | 1 | 3 | 49-E-1 | mntprog1 | 2018-07-14 |  | VB | SP00 | 822 | 1 | attagons | 2020-10-14 | X | 1002 | V | SPO | 39121535 | 39121535 | 75 | X | [6 empty] | 0 |  | 1 | THB | O |  | 0 | D | 0 |  |  |  |  | Non-Move | Non-Move | Non-Move
389815 | 03 | 75035001022 | EE,RELAY,8941001 ,(5) | PT010 | PC | 500 | 30 | 0 | 1 | 25-C-1 | mntprog1 | 2018-07-14 |  | ND | SP00 | 814 | 1 | attagons | 2020-10-14 |  | 1002 | V | SPO | 39121500 | 39121500 | 75 | X | [6 empty] | 0 |  | 1 | THB | O |  | 0 | D | 0 |  |  |  |  | Non-Move | Non-Move | Non-Move
389816 | 03 | 75035001023 | EE,RELAY,MM2XP ,110 VAC,(5) | PT010 | PC | 1000 | 30 | 0 | 1 | 25-C-2 | mntprog1 | 2018-07-14 |  | ND | SP00 | 814 | 1 | attagons | 2020-10-14 |  | 1002 | V | SPO | 39121500 | 39121500 | 75 | X | [6 empty] | 0 |  | 1 | THB | O |  | 0 | D | 0 |  |  |  |  | Non-Move | Non-Move | Non-Move
389817 | 03 | 75035001024 | EE,RELAY,MM4XP ,125 VDC,(5) | PT010 | PC | 1000 | 30 | 0 | 1 | 25-C-2 | mntprog1 | 2018-07-14 |  | ND | SP00 | 814 | 1 | attagons | 2020-10-14 |  | 1002 | V | SPO | 39121500 | 39121500 | 75 | X | [6 empty] | 0 |  | 1 | THB | O |  | 0 | D | 0 |  |  |  |  | Non-Move | Non-Move | Non-Move
389818 | 03 | 75035001025 | EE,RELAY,MM2XP,,?,?,(5) | PT010 | PC | 840 | 30 | 0 | 1 | 49-E-2 | mntprog1 | 2018-07-14 |  | ZN | SP00 | 814 | 1 | attagons | 2020-10-14 |  | 1002 | V | SPO | 39121500 | 39121500 | 75 | X | [6 empty] | 0 |  | 1 | THB | O |  | 0 | D | 0 |  |  |  |  | Non-Move | Non-Move | Non-Move
389819 | 03 | 75035001026 | EE,RELAY,MM4P,125VDC,?,125 VDC,(5) | PT010 | PC | 1010 | 30 | 0 | 1 | 49-E-2 | mntprog1 | 2018-07-14 |  | ZN | SP00 | 814 | 1 | attagons | 2020-10-14 |  | 1002 | V | SPO | 39121500 | 39121500 | 75 | X | [6 empty] | 0 |  | 1 | THB | O |  | 0 | D | 0 |  |  |  |  | Non-Move | Non-Move | Non-Move
389820 | 03 | 75035001027 | EE,RELAY,BFF62F,300V,?,300 V,(5) | PT010 | PC | 900 | 43 | 0 | 1 | 25-B-2 | mntprog1 | 2018-07-14 |  | ND | SP00 | 814 | 1 | attagons | 2020-10-14 |  | 1002 | V | SPO | 39121500 | 39121500 | 75 | X | [6 empty] | 0 |  | 1 | THB | O |  | 0 | D | 0 |  |  |  |  | Non-Move | Non-Move | Non-Move
389821 | 03 | 75035001030 | EE,RELAY,7PU46202BJ20 ,(5) | PT010 | PC | 3360 | 30 | 0 | 1 | 25-B-1 | mntprog1 | 2018-07-14 |  | ND | SP00 | 814 | 1 | attagons | 2020-10-14 |  | 1002 | V | SPO | 39121500 | 39121500 | 75 | X | [6 empty] | 0 |  | 1 | THB | O |  | 0 | D | 0 |  |  |  |  | Non-Move | Non-Move | Non-Move
389822 | 03 | 75035001031 | EE,RELAY,UP3E2AP ,(5) | PT010 | PC | 500 | 30 | 0 | 1 | 25-C-2 | mntprog1 | 2018-07-14 |  | ND | SP00 | 814 | 1 | attagons | 2020-10-14 |  | 1002 | V | SPO | 39121500 | 39121500 | 75 | X | [6 empty] | 0 |  | 1 | THB | O |  | 0 | D | 0 |  |  |  |  | Non-Move | Non-Move | Non-Move
389823 | 03 | 75035001032 | EE,RELAY,UP3AS31AB, ,(5) | PT010 | PC | 1000 | 30 | 0 | 1 | 25-C-2 | mntprog1 | 2018-07-14 |  | ND | SP00 | 814 | 1 | attagons | 2020-10-14 |  | 1002 | V | SPO | 39121500 | 39121500 | 75 | X | [6 empty] | 0 |  | 1 | THB | O |  | 0 | D | 0 |  |  |  |  | Non-Move | Non-Move | Non-Move
389824 | 03 | 75035001036 | EE,RELAY,KR45391 ,20 VAC,(5) | PT010 | PC | 780 | 30 | 0 | 1 | 49-E-2 | mntprog1 | 2018-07-14 |  | ND | SP00 | 814 | 1 | attagons | 2020-10-14 |  | 1002 | V | SPO | 39121500 | 39121500 | 75 | X | [6 empty] | 0 |  | 1 | THB | O |  | 0 | D | 0 |  |  |  |  | Non-Move | Non-Move | Non-Move
389825 | 03 | 75035001038 | EE,RELAY,TMY4 ,110 VAC,(5) | PT010 | PC | 1000 | 30 | 0 | 1 | 25-A-2 | mntprog1 | 2018-07-14 |  | ND | SP00 | 814 | 1 | attagons | 2020-10-14 |  | 1002 | V | SPO | 39121500 | 39121500 | 75 | X | [6 empty] | 0 |  | 1 | THB | O |  | 0 | D | 0 |  |  |  |  | Non-Move | Non-Move | Non-Move
389826 | 03 | 75035001039 | EE,RELAY,TMY4,125VDC,?,125 VDC,(5) | PT010 | PC | 500 | 30 | 0 | 1 | 49-E-3 | mntprog1 | 2018-07-14 |  | ND | SP00 | 814 | 1 | attagons | 2020-10-14 | X | 1002 | V | SPO | 39121500 | 39121500 | 75 | X | [6 empty] | 0 |  | 1 | THB | O |  | 0 | D | 0 |  |  |  |  | Non-Move | Non-Move | Non-Move
389827 | 03 | 75035001042 | EE,RELAY ,380 V,(5) | PT010 | PC | 250 | 30 | 0 | 1 | 31-B-5 | mntprog1 | 2018-07-14 |  | ND | SP00 | 814 | 1 | attagons | 2020-10-14 |  | 1002 | V | SPO | 39121500 | 39121500 | 75 | X | [6 empty] | 0 |  | 1 | THB | O |  | 0 | D | 0 |  |  |  |  | Non-Move | Non-Move | Non-Move
389828 | 03 | 75035001052 | EE,RELAY,?,5 A,220-240 VAC,ABB | PT010 | PC | 2057.5 | 30 | 1 | 2 | 49-E-1 | mntprog1 | 2018-07-14 |  | VB | SP00 | 822 | 1 | attagons | 2020-10-14 |  | 1002 | V | SPO | 39121500 | 39121500 | 75 | X | [6 empty] | 0 |  | 1 | THB | O |  | 0 | D | 0 |  |  |  |  | Non-Move | Non-Move | Non-Move
389829 | 03 | 75035001060 | RELAY,CTRL,220Vac,RA-6E2,YASKAWA | PT010 | PC | 720 | 43 | 1 | 2 | 49-E-1 | mntprog1 | 2018-07-14 |  | VB | SP00 | 822 | 1 | attagons | 2020-10-14 |  | 1002 | V | SPO | 39121535 | 39121535 | 75 | X | [6 empty] | 0 |  | 1 | THB | O |  | 0 | D | 0 |  |  |  |  | Non-Move | Non-Move | Non-Move
389830 | 03 | 75035002022 | EE,RELAY,3TH80 31-OXPO,10,220,(5) | PT010 | PC | 400 | 59 | 0 | 1 | 49-E-1 | mntprog1 | 2018-07-14 |  | ND | SP00 | 814 | 1 | attagons | 2020-10-14 |  | 1002 | V | SPO | 39121500 | 39121500 | 75 | X | [6 empty] | 0 |  | 1 | THB | O |  | 0 | D | 0 |  |  |  |  | Non-Move | Non-Move | Non-Move
389831 | 03 | 75035002031 | EE,RELAY,3TH8022-OXPO,10,220,(5) | PT010 | PC | 400 | 79 | 0 | 1 | 49-E-1 | mntprog1 | 2018-07-14 |  | ND | SP00 | 814 | 1 | attagons | 2020-10-14 |  | 1002 | V | SPO | 39121500 | 39121500 | 75 | X | [6 empty] | 0 |  | 1 | THB | O |  | 0 | D | 0 |  |  |  |  | Non-Move | Non-Move | Non-Move
389832 | 03 | 75035002124 | BOARD,RELAY,220,?,020.349.10,(8) | PT010 | PC | 1512 | 0 | 2 | 3 | 49-E-3 | mntprog1 | 2018-07-14 |  | ND | SP00 | 822 | 1 | attagons | 2020-10-14 |  | 1002 | V | SPO | 39121543 | 39121543 | 75 | X | [6 empty] | 0 |  | 1 | THB | O |  | 0 | D | 0 |  |  |  |  | Non-Move | Non-Move | Non-Move
389833 | 03 | 75035002128 | HW,EE,RELAYS COUPLING,2823625,?,(8) | PT010 | PC | 395.91 | 0 | 0 | 1 | 49-E-3 | mntprog1 | 2018-07-14 |  | ND | SP00 |  | 1 | attagons | 2020-10-14 |  | 1002 | V | SPO | 39121700 | 39121700 | 75 | X | [6 empty] | 0 |  | 1 | THB | O |  | 0 | D | 0 |  |  |  |  | Non-Move | Non-Move | Non-Move
389834 | 03 | 75035002262 | RELAY,CTRL,220 VAC,3TH4262,SIEMENS,(5) | PT010 | PC | 545 | 63 | 0 | 1 | 26-D-5 | mntprog1 | 2018-07-14 |  | ND | SP00 | 822 | 1 | attagons | 2020-10-14 |  | 1002 | V | SPO | 39121535 | 39121535 | 75 | X | [6 empty] | 0 |  | 1 | THB | O |  | 0 | D | 0 |  |  |  |  | Non-Move | Non-Move | Non-Move
389835 | 03 | 75035002330 | RELAY,CTRL,24 VDC,LY3ZN D3,OMRON,(5) | PT010 | PC | 385 | 30 | 0 | 1 | 49-E-2 | mntprog1 | 2018-07-14 |  | ZN | SP00 | 822 | 1 | attagons | 2020-10-14 |  | 1002 | V | SPO | 39121535 | 39121535 | 75 | X | [6 empty] | 0 |  | 1 | THB | O |  | 0 | D | 0 |  |  |  |  | Non-Move | Non-Move | Non-Move
389836 | 03 | 75035003900 | EE,RELAY,0804005S,,(8) | PT010 | PC | 2262 | 30 | 0 | 1 | 25-E-1 | mntprog1 | 2018-07-14 |  | ND | SP00 | 814 | 1 | attagons | 2020-10-14 |  | 1002 | V | SPO | 39121500 | 39121500 | 75 | X | [6 empty] | 0 |  | 1 | THB | O |  | 0 | D | 0 |  |  |  |  | Non-Move | Non-Move | Non-Move
389837 | 03 | 75035005002 | RELAY,CTRL,220 VAC,MK 2P,OMRON,(5) | PT010 | PC | 173.07 | 30 | 0 | 1 | 49-E-3 | mntprog1 | 2018-07-14 |  | ND | SP00 | 822 | 1 | attagons | 2020-10-14 |  | 1002 | V | SPO | 39121535 | 39121535 | 75 | X | [6 empty] | 0 |  | 1 | THB | O |  | 0 | D | 0 |  |  |  |  | Non-Move | Non-Move | Non-Move
389838 | 03 | 75035005004 | EE,RELAY,10A,250 VAC | PT010 | PC | 313.33 | 30 | 2 | 3 | 49-E-2 | mntprog1 | 2018-07-14 |  | VB | SP00 | 814 | 1 | attagons | 2020-10-14 | X | 1002 | V | SPO | 39121500 | 39121500 | 75 | X | [6 empty] | 0 |  | 1 | THB | O |  | 0 | D | 0 |  |  |  |  | Non-Move | Non-Move | Non-Move
389839 | 03 | 75035005005 | RELAY,O/L,SPAJ 140C,ABB(5) | PT010 | PC | 77600 | 60 | 0 | 1 | AIR 6-C-4 | mntprog1 | 2018-07-14 |  | ND | SP00 | 822 | 1 | attagons | 2020-10-14 |  | 1002 | V | SPO | 39121520 | 39121520 | 75 | X | [6 empty] | 0 |  | 1 | THB | O |  | 0 | D | 0 |  |  |  |  | Non-Move | Non-Move | Non-Move
389840 | 03 | 75035005006 | EE,RELAY,5A,265 V,SPAM 150C | PT010 | PC | 99000 | 60 | 0 | 1 | AIR 6-C-4 | mntprog1 | 2018-07-14 |  | ZN | SP00 | 822 | 1 | attagons | 2020-10-14 |  | 1002 | V | SPO | 39121500 | 39121500 | 75 | X | [6 empty] | 0 |  | 1 | THB | O |  | 0 | D | 0 |  |  |  |  | Non-Move | Non-Move | Non-Move
389841 | 03 | 75035006005 | EE,RELAY,WFX05LB ,(5) | PT010 | PC | 670 | 30 | 0 | 1 | 25-D-2 | mntprog1 | 2018-07-14 |  | ND | SP00 | 814 | 1 | attagons | 2020-10-14 |  | 1002 | V | SPO | 39121500 | 39121500 | 75 | X | [6 empty] | 0 |  | 1 | THB | O |  | 0 | D | 0 |  |  |  |  | Non-Move | Non-Move | Non-Move
389842 | 03 | 75035006007 | RELAY,CTRL,24 VDC,3TX7004-1LB00,SIEMENS | PT010 | PC | 484.9 | 30 | 5 | 10 | 49-E-3 | mntprog1 | 2018-07-14 |  | VB | SP00 | 822 | 1 | attagons | 2020-10-14 | X | 1002 | V | SPO | 39121535 | 39121535 | 75 | X | [6 empty] | 0 |  | 1 | THB | O |  | 0 | D | 0 |  |  |  |  | Non-Move | Non-Move | Non-Move
389843 | 03 | 75035006010 | RELAY,CTRL,110 VAC,MY4N,OMRON,(5) | PT010 | PC | 239 | 77 | 0 | 1 | 49-E-3 | mntprog1 | 2018-07-14 |  | ND | SP00 | 822 | 1 | attagons | 2020-10-14 |  | 1002 | V | SPO | 39121535 | 39121535 | 75 | X | [6 empty] | 0 |  | 1 | THB | O |  | 0 | D | 0 |  |  |  |  | Non-Move | Non-Move | Non-Move
389844 | 03 | 75035008010 | EE,RELAY ,24 VDC,(5) | PT010 | PC | 254.8 | 30 | 0 | 1 | 49-E-4 | mntprog1 | 2018-07-14 |  | ND | SP00 | 814 | 1 | attagons | 2020-10-14 |  | 1002 | V | SPO | 39121500 | 39121500 | 75 | X | [6 empty] | 0 |  | 1 | THB | O |  | 0 | D | 0 |  |  |  |  | Non-Move | Non-Move | Non-Move
389845 | 03 | 75035009125 | EE,RELAY,MM4KP ,125 VDC,(5) | PT010 | PC | 500 | 30 | 0 | 1 | 25-C-1 | mntprog1 | 2018-07-14 |  | ND | SP00 | 814 | 1 | attagons | 2020-10-14 |  | 1002 | V | SPO | 39121500 | 39121500 | 75 | X | [6 empty] | 0 |  | 1 | THB | O |  | 0 | D | 0 |  |  |  |  | Non-Move | Non-Move | Non-Move
389846 | 03 | 75035015592 | RELAY,O/L,TR401E,32-48A | PT010 | PC | 690.8 | 30 | 2 | 5 | 49-E-2 | mntprog1 | 2018-07-14 |  | ZN | SP00 | 822 | 1 | attagons | 2020-10-14 |  | 1002 | V | SPO | 39121520 | 39121520 | 75 | X | [6 empty] | 0 |  | 1 | THB | O |  | 0 | D | 0 |  |  |  |  | Non-Move | Non-Move | Non-Move
389847 | 03 | 75035015593 | RELAY,TIME,ER2110SDA ,(5) | PT010 | PC | 500 | 30 | 0 | 1 | 25-C-1 | mntprog1 | 2018-07-14 |  | ND | SP00 | 822 | 1 | attagons | 2020-10-14 |  | 1002 | V | SPO | 39121519 | 39121519 | 75 | X | [6 empty] | 0 |  | 1 | THB | O |  | 0 | D | 0 |  |  |  |  | Non-Move | Non-Move | Non-Move
389848 | 03 | 75035015594 | RELAY,TIME,ER2130SDB ,(5) | PT010 | PC | 500 | 30 | 0 | 1 | 25-C-1 | mntprog1 | 2018-07-14 |  | ND | SP00 | 822 | 1 | attagons | 2020-10-14 |  | 1002 | V | SPO | 39121519 | 39121519 | 75 | X | [6 empty] | 0 |  | 1 | THB | O |  | 0 | D | 0 |  |  |  |  | Non-Move | Non-Move | Non-Move
389849 | 03 | 75035017045 | RELAY,O/L,3UA5900-2M,?,32TO45,(5) | PT010 | PC | 684.28 | 0 | 0 | 1 | 49-E-2 | mntprog1 | 2018-07-14 |  | ND | SP00 | 822 | 1 | attagons | 2020-10-14 |  | 1002 | V | SPO | 39121520 | 39121520 | 75 | X | [6 empty] | 0 |  | 1 | THB | O |  | 0 | D | 0 |  |  |  |  | Non-Move | Non-Move | Non-Move
389850 | 03 | 75035017090 | RELAY,O/L,3UA6200-2W,63TO90A(5) | PT010 | PC | 1422.33 | 0 | 0 | 1 | 49-E-4 | mntprog1 | 2018-07-14 |  | ND | SP00 | 822 | 1 | attagons | 2020-10-14 | X | 1002 | V | SPO | 39121520 | 39121520 | 75 | X | [6 empty] | 0 |  | 1 | THB | O |  | 0 | D | 0 |  |  |  |  | Non-Move | Non-Move | Non-Move
389851 | 03 | 75035020014 | RELAY,O/L,270H338 ,50-75 A,(5) | PT010 | PC | 100 | 30 | 0 | 1 | 49-E-4 | mntprog1 | 2018-07-14 |  | ND | SP00 | 822 | 1 | attagons | 2020-10-14 |  | 1002 | V | SPO | 39121520 | 39121520 | 75 | X | [6 empty] | 0 |  | 1 | THB | O |  | 0 | D | 0 |  |  |  |  | Non-Move | Non-Move | Non-Move
389852 | 03 | 75035020107 | RELAY,O/L,3RB 1066-1GGO,SIEMENS,PM.1 | PT010 | PC | 6050 | 30 | 0 | 1 | 49-E-3 | mntprog1 | 2018-07-14 |  | VB | SP00 | 822 | 1 | mntprog1 | 2021-06-08 |  | 1002 | V | SPO | 39121520 | 39121520 | 75 | X | [6 empty] | 0 |  | 1 | THB | O |  | 0 | D | 0 |  |  |  |  | Non-Move | Non-Move | Non-Move
389853 | 03 | 75035020201 | RELAY,O/L,FAW-1,46952644,DEMAG | PT010 | PC | 20128 | 45 | 0 | 1 | 49-C-5 | mntprog1 | 2018-07-14 |  | VB | SP00 | 822 | 1 | attagons | 2020-10-14 |  | 1002 | V | SPO | 39121520 | 39121520 | 75 | X | [6 empty] | 0 |  | 1 | THB | O |  | 0 | D | 0 |  |  |  |  | Non-Move | Non-Move | Non-Move
389854 | 03 | 75035020202 | RELAY,O/L,MKA-2,46933244,DEMAG | PT010 | PC | 18572.5 | 45 | 0 | 1 | 49-C-5 | mntprog1 | 2018-07-14 |  | VB | SP00 | 822 | 1 | attagons | 2020-10-14 |  | 1002 | V | SPO | 39121520 | 39121520 | 75 | X | [6 empty] | 0 |  | 1 | THB | O |  | 0 | D | 0 |  |  |  |  | Non-Move | Non-Move | Non-Move
389855 | 03 | 75035021007 | RELAY,O/L,TR-0N/3,FUJI,1.7-2.6 A,(5) | PT010 | PC | 382 | 30 | 0 | 1 | 49-E-1 | mntprog1 | 2018-07-14 |  | ND | SP00 | 822 | 1 | attagons | 2020-10-14 |  | 1002 | V | SPO | 39121520 | 39121520 | 75 | X | [6 empty] | 0 |  | 1 | THB | O |  | 0 | D | 0 |  |  |  |  | Non-Move | Non-Move | Non-Move
389856 | 03 | 75035021013 | RELAY,O/L,RVH22,ASEA,2.5-4 A,(5) | PT010 | PC | 833 | 30 | 0 | 1 | 26-D-4 | mntprog1 | 2018-07-14 |  | ND | SP00 | 822 | 1 | attagons | 2020-10-14 |  | 1002 | V | SPO | 39121520 | 39121520 | 75 | X | [6 empty] | 0 |  | 1 | THB | O |  | 0 | D | 0 |  |  |  |  | Non-Move | Non-Move | Non-Move
389857 | 03 | 75035021015 | RELAY,O/L,RVH22,ASEA,4-6 A,(5) | PT010 | PC | 786.68 | 30 | 0 | 1 | 26-D-4 | mntprog1 | 2018-07-14 |  | ND | SP00 | 822 | 1 | attagons | 2020-10-14 |  | 1002 | V | SPO | 39121520 | 39121520 | 75 | X | [6 empty] | 0 |  | 1 | THB | O |  | 0 | D | 0 |  |  |  |  | Non-Move | Non-Move | Non-Move
389858 | 03 | 75035021016 | RELAY,O/L,RVH22,ASEA,0.6-1 A,(5) | PT010 | PC | 694.03 | 30 | 0 | 1 | 26-D-3 | mntprog1 | 2018-07-14 |  | ND | SP00 | 822 | 1 | attagons | 2020-10-14 |  | 1002 | V | SPO | 39121520 | 39121520 | 75 | X | [6 empty] | 0 |  | 1 | THB | O |  | 0 | D | 0 |  |  |  |  | Non-Move | Non-Move | Non-Move
389859 | 03 | 75035021017 | RELAY,O/L,RVH22,ASEA,6-9 AMP,(5) | PT010 | PC | 694.03 | 30 | 0 | 1 | 26-D-3 | mntprog1 | 2018-07-14 |  | ND | SP00 | 822 | 1 | attagons | 2020-10-14 |  | 1002 | V | SPO | 39121520 | 39121520 | 75 | X | [6 empty] | 0 |  | 1 | THB | O |  | 0 | D | 0 |  |  |  |  | Non-Move | Non-Move | Non-Move
389860 | 03 | 75035021018 | RELAY,O/L,RVH22,ASEA,13-18 AMP,(5) | PT010 | PC | 724.59 | 30 | 0 | 1 | 26-D-3 | mntprog1 | 2018-07-14 |  | ND | SP00 | 822 | 1 | attagons | 2020-10-14 |  | 1002 | V | SPO | 39121520 | 39121520 | 75 | X | [6 empty] | 0 |  | 1 | THB | O |  | 0 | D | 0 |  |  |  |  | Non-Move | Non-Move | Non-Move
389861 | 03 | 75035021019 | RELAY,O/L,RVH40B,ASEA,32-45 A,(5) | PT010 | PC | 1510.29 | 30 | 0 | 1 | 26-D-4 | mntprog1 | 2018-07-14 |  | ND | SP00 | 822 | 1 | attagons | 2020-10-14 |  | 1002 | V | SPO | 39121520 | 39121520 | 75 | X | [6 empty] | 0 |  | 1 | THB | O |  | 0 | D | 0 |  |  |  |  | Non-Move | Non-Move | Non-Move
389862 | 03 | 75035021023 | RELAY,O/L,RVH65B,ASEA,22-32 AMP,(5) | PT010 | PC | 1484.1 | 30 | 0 | 1 | 26-D-4 | mntprog1 | 2018-07-14 |  | ND | SP00 | 822 | 1 | attagons | 2020-10-14 |  | 1002 | V | SPO | 39121520 | 39121520 | 75 | X | [6 empty] | 0 |  | 1 | THB | O |  | 0 | D | 0 |  |  |  |  | Non-Move | Non-Move | Non-Move
389863 | 03 | 75035021052 | RELAY,O/L,RVH22,ASEA,1-1.6 A,(5) | PT010 | PC | 833 | 30 | 0 | 1 | 26-D-5 | mntprog1 | 2018-07-14 |  | ND | SP00 | 822 | 1 | attagons | 2020-10-14 |  | 1002 | V | SPO | 39121520 | 39121520 | 75 | X | [6 empty] | 0 |  | 1 | THB | O |  | 0 | D | 0 |  |  |  |  | Non-Move | Non-Move | Non-Move
389864 | 03 | 75035021500 | RELAY,O/L,IOR1 ,(5) | PT010 | PC | 6058 | 30 | 0 | 1 | 30-E-2 | mntprog1 | 2018-07-14 |  | ND | SP00 | 822 | 1 | attagons | 2020-10-14 |  | 1002 | V | SPO | 39121520 | 39121520 | 75 | X | [6 empty] | 0 |  | 1 | THB | O |  | 0 | D | 0 |  |  |  |  | Non-Move | Non-Move | Non-Move
389865 | 03 | 75035021550 | RELAY,O/L,GCB TU#E I0R1-AS1 ,(5) | PT010 | PC | 7436 | 30 | 0 | 1 | 30-E-1 | mntprog1 | 2018-07-14 |  | ND | SP00 | 822 | 1 | attagons | 2020-10-14 |  | 1002 | V | SPO | 39121520 | 39121520 | 75 | X | [6 empty] | 0 |  | 1 | THB | O |  | 0 | D | 0 |  |  |  |  | Non-Move | Non-Move | Non-Move
389866 | 03 | 75035022000 | RELAY,CTRL,220 VAC,L-18242-C,YASKAWA,(5) | PT010 | PC | 1136.57 | 30 | 0 | 1 | 25-E-1 | mntprog1 | 2018-07-14 |  | ND | SP00 | 822 | 1 | attagons | 2020-10-14 |  | 1002 | V | SPO | 39121535 | 39121535 | 75 | X | [6 empty] | 0 |  | 1 | THB | O |  | 0 | D | 0 |  |  |  |  | Non-Move | Non-Move | Non-Move
389867 | 03 | 75035022050 | EE,RELAY,AXR484NK2S635 ,(5) | PT010 | PC | 754 | 30 | 0 | 1 | 25-B-1 | mntprog1 | 2018-07-14 |  | ND | SP00 | 814 | 1 | attagons | 2020-10-14 |  | 1002 | V | SPO | 39121500 | 39121500 | 75 | X | [6 empty] | 0 |  | 1 | THB | O |  | 0 | D | 0 |  |  |  |  | Non-Move | Non-Move | Non-Move
389868 | 03 | 75035025022 | RELAY,CTRL,220 VAC,K22E,ABB, {ZN} | PT011 | PC | 432 | 18 | 0 | 1 | W5-1-C-1 | mntprog1 | 2018-07-14 |  | ZN | SP00 | 814 | 1 | mntprog1 | 2021-04-09 |  | 1002 | V | SPO | 39121535 | 39121535 | 75 | X | [6 empty] | 0 |  | 0 | THB | O |  | 0 | D | 0 |  |  |  |  | Non-Move | Non-Move | Non-Move
389869 | 03 | 75035025040 | RELAY,CTRL,220 VAC,K40E,ABB | PT011 | PC | 468 | 65 | 1 | 2 | 32-C-1 | mntprog1 | 2018-07-14 |  | VB | SP00 | 814 | 1 | attagons | 2020-10-14 | X | 1002 | V | SPO | 39121535 | 39121535 | 75 | X | [6 empty] | 0 |  | 1 | THB | O |  | 0 | D | 0 |  |  |  |  | Non-Move | Non-Move | Non-Move
389870 | 03 | 75035028332 | RELAY,TIME,MS4SC-AP,FUJI | PT010 | PC | 600 | 47 | 1 | 2 | 49-E-1 | mntprog1 | 2018-07-14 |  | VB | SP00 | 811 | 1 | attagons | 2020-10-14 |  | 1002 | V | SPO | 39121519 | 39121519 | 75 | X | [6 empty] | 0 |  | 1 | THB | O |  | 0 | D | 0 |  |  |  |  | Non-Move | Non-Move | Non-Move
389871 | 03 | 75035030000 | RELAY,CTRL,100 V,MM2XP,OMRON [8] | PT011 | PC | 1130 | 116 | 1 | 2 | 32-B-3 | mntprog1 | 2018-07-14 |  | ND | SP00 | 822 | 1 | mntprog1 | 2020-12-22 | X | 1002 | V | SPO | 39121535 | 39121535 | 75 | X | [6 empty] | 0 |  | 1 | THB | O |  | 0 | D | 0 |  |  |  |  | Non-Move | Non-Move | Non-Move
389872 | 03 | 75035030001 | PLC,?,6ES7 272-0AA30-OYAO,SIEMENS,(5) | PT010 | PC | 24673.74 | 30 | 0 | 1 | AIR 6-C-1 | mntprog1 | 2018-07-14 |  | ND | SP00 | 824 | 1 | attagons | 2020-10-14 |  | 1002 | V | SPO | 32151700 | 32151700 | 75 | X | [6 empty] | 0 |  | 1 | THB | O |  | 0 | D | 0 |  |  |  |  | Non-Move | Non-Move | Non-Move
389873 | 03 | 75035030002 | RELAY,CTRL,220 VDC,MM2XP,OMRON [8] | PT011 | PC | 810 | 30 | 0 | 2 | 32-D-1 | mntprog1 | 2018-07-14 |  | ND | SP00 | 814 | 1 | mntprog1 | 2021-01-08 | X | 1002 | V | SPO | 39121535 | 39121535 | 75 | X | [6 empty] | 0 |  | 0 | THB | O |  | 0 | D | 0 |  |  |  |  | Non-Move | Non-Move | Non-Move
389874 | 03 | 75035030010 | INST,SENSOR,D11SP6FPQ,BANNER,(5) | PT010 | PC | 3288 | 30 | 0 | 1 | 26-D-2 | mntprog1 | 2018-07-14 |  | ND | SP00 | 823 | 1 | attagons | 2020-10-14 |  | 1002 | V | SPO | 41111900 | 41111900 | 75 | X | [6 empty] | 0 |  | 1 | THB | O |  | 0 | D | 0 |  |  |  |  | Non-Move | Non-Move | Non-Move
389875 | 03 | 75035030017 | RELAYaux''KEXRCD,150X210&182X170 [ZN] | PT011 | PC | 1333.33 | 30 | 0 | 1 | W5-B-1 | mntprog1 | 2018-07-14 |  | ZN | SP00 | 814 | 1 | mntprog1 | 2021-04-09 | X | 1002 | V | SPO | 39121500 | 39121500 | 75 | X | [6 empty] | 0 |  | 0 | THB | O |  | 0 | D | 0 |  |  |  |  | Non-Move | Non-Move | Non-Move
389876 | 03 | 75035030045 | RELAY,O/L,TH-K12 AB,MITSUBISHI,2.8-4.4 A | PT012 | ST | 294.22 | 16 | 1 | 5 | 32-D-8 | mntprog1 | 2018-07-14 |  | VB | SP00 | 822 | 1 | attagons | 2020-10-14 |  | 1002 | V | SPO | 39121520 | 39121520 | 75 | X | [6 empty] | 0 |  | 1 | THB | O |  | 0 | D | 0 |  |  |  | 75035030045 | Non-Move | Move | Move
389877 | 03 | 75035030055 | RELAY,O/L,TH-K12 AB,MITSUBISHI,4-6 A | PT012 | ST | 305.42 | 23 | 2 | 4 | 32-D-8 | mntprog1 | 2018-07-14 |  | VB | SP00 | 822 | 1 | attagons | 2020-10-14 |  | 1002 | V | SPO | 39121520 | 39121520 | 75 | X | [6 empty] | 0 |  | 1 | THB | O |  | 0 | D | 0 |  |  | 75035030055 | 75035030055 | Move | Move | Move
389878 | 03 | 75035030060 | RELAY,O/L,TH-N12 AB,MITSUBISHI,1.7-2.5 A | PT012 | ST | 270 | 29 | 2 | 4 | 32-D-8 | mntprog1 | 2018-07-14 |  | VB | SP00 | 811 | 1 | attagons | 2020-10-14 |  | 1002 | V | SPO | 39121520 | 39121520 | 75 | X | [6 empty] | 0 |  | 1 | THB | O |  | 0 | D | 0 |  |  |  | 75035030060 | Non-Move | Move | Move
389879 | 03 | 75035030110 | RELAY,TIME,SZT5,SCHLEICHER,(5) | PT010 | PC | 3101.63 | 30 | 0 | 1 | 30-E-4 | mntprog1 | 2018-07-14 |  | ND | SP00 | 822 | 1 | attagons | 2020-10-14 |  | 1002 | V | SPO | 39121519 | 39121519 | 75 | X | [6 empty] | 0 |  | 1 | THB | O |  | 0 | D | 0 |  |  |  |  | Non-Move | Non-Move | Non-Move
389880 | 03 | 75035030190 | RELAY,CTRL,220 VAC,RA-6E3,YASKAWA [ZN] | PT011 | PC | 720 | 30 | 5 | 10 | W5-B-1 | mntprog1 | 2018-07-14 |  | ZN | SP00 | 814 | 1 | mntprog1 | 2021-04-09 |  | 1002 | V | SPO | 39121535 | 39121535 | 75 | X | [6 empty] | 0 |  | 0 | THB | O |  | 0 | D | 0 |  |  |  |  | Non-Move | Non-Move | Non-Move
389881 | 03 | 75035030192 | RELAY,CTRL,220VAC,SRC-50-2U,FUJI | PT011 | PC | 600 | 41 | 1 | 2 | 32-D-1 | mntprog1 | 2018-07-14 |  | VB | SP00 | 822 | 1 | attagons | 2020-10-14 |  | 1002 | V | SPO | 39121535 | 39121535 | 75 | X | [6 empty] | 0 |  | 1 | THB | O |  | 0 | D | 0 |  |  |  |  | Non-Move | Non-Move | Non-Move
389882 | 03 | 75035030193 | RELAYauxSWGEAR'SIEMENS'7FR50432AAO | PT011 | PC | 1 | 30 | 1 | 2 | 32-A-2 | mntprog1 | 2018-07-14 |  | VB | SP00 | 814 | 1 | attagons | 2020-10-14 | X | 1002 | V | SPO | 39121500 | 39121500 | 75 | X | [6 empty] | 0 |  | 1 | THB | O |  | 0 | D | 0 |  |  |  |  | Non-Move | Non-Move | Non-Move
389883 | 03 | 75035030195 | RELAYcontact'AEG'SH0422E | PT011 | PC | 1980 | 30 | 0 | 1 | 30-A-6 | mntprog1 | 2018-07-14 |  | VB | SP00 | 822 | 1 | attagons | 2020-10-14 | X | 1002 | V | SPO | 39121500 | 39121500 | 75 | X | [6 empty] | 0 |  | 1 | THB | O |  | 0 | D | 0 |  |  |  |  | Non-Move | Non-Move | Non-Move
389884 | 03 | 75035030196 | RELAYcontactLED'',120VacVdc [ZN] | PT011 | PC | 1 | 30 | 0 | 1 | W5-C-2 | mntprog1 | 2018-07-14 |  | ZN | SP00 | 814 | 1 | mntprog1 | 2021-04-09 | X | 1002 | V | SPO | 39121500 | 39121500 | 75 | X | [6 empty] | 0 |  | 0 | THB | O |  | 0 | D | 0 |  |  |  |  | Non-Move | Non-Move | Non-Move
389885 | 03 | 75035030200 | EE,RELAY,EARTH LEAKAGE,LCR999001, [9] | PT011 | PC | 5750 | 30 | 0 | 1 | 32-A-2 | mntprog1 | 2018-07-14 |  | ND | SP00 | 814 | 1 | attagons | 2020-10-14 | X | 1002 | V | SPO | 39121500 | 39121500 | 75 | X | [6 empty] | 0 |  | 1 | THB | O |  | 0 | D | 0 |  |  |  |  | Non-Move | Non-Move | Non-Move
389886 | 03 | 75035030201 | RELAYearthLEAK'HIKRI'LEG173LS,220V | PT011 | PC | 24660 | 63 | 0 | 1 | 32-A-2 | mntprog1 | 2018-07-14 |  | VB | SP00 | 814 | 1 | attagons | 2020-10-14 | X | 1002 | V | SPO | 39121500 | 39121500 | 75 | X | [6 empty] | 0 |  | 1 | THB | O |  | 0 | D | 0 |  |  |  |  | Non-Move | Non-Move | Non-Move
389887 | 03 | 75035030210 | RELAY,TIME,7022AB,AGASTAT,(5) | PT010 | PC | 7331.1 | 30 | 0 | 1 | 25-D-2 | mntprog1 | 2018-07-14 |  | ND | SP00 | 822 | 1 | attagons | 2020-10-14 |  | 1002 | V | SPO | 39121519 | 39121519 | 75 | X | [6 empty] | 0 |  | 1 | THB | O |  | 0 | D | 0 |  |  |  |  | Non-Move | Non-Move | Non-Move
389888 | 03 | 75035030215 | RELAY,TIME,7022AC,AGASTAT,(5) | PT010 | PC | 4666.11 | 30 | 0 | 1 | 25-B-2 | mntprog1 | 2018-07-14 |  | ND | SP00 | 822 | 1 | attagons | 2020-10-14 |  | 1002 | V | SPO | 39121519 | 39121519 | 75 | X | [6 empty] | 0 |  | 1 | THB | O |  | 0 | D | 0 |  |  |  |  | Non-Move | Non-Move | Non-Move
389889 | 03 | 75035030220 | RELAY,TIME,7022AH,AGASTAT,(5) | PT010 | PC | 4987.91 | 30 | 0 | 1 | 25-B-2 | mntprog1 | 2018-07-14 |  | ND | SP00 | 822 | 1 | attagons | 2020-10-14 |  | 1002 | V | SPO | 39121519 | 39121519 | 75 | X | [6 empty] | 0 |  | 1 | THB | O |  | 0 | D | 0 |  |  |  |  | Non-Move | Non-Move | Non-Move
389890 | 03 | 75035030223 | RELAY,TIME,3RP1505-1BP30,SIEMENS,(5) | PT010 | PC | 2780 | 30 | 0 | 1 | 49-E-1 | mntprog1 | 2018-07-14 |  | ND | SP00 | 822 | 1 | attagons | 2020-10-14 |  | 1002 | V | SPO | 39121519 | 39121519 | 75 | X | [6 empty] | 0 |  | 1 | THB | O |  | 0 | D | 0 |  |  |  |  | Non-Move | Non-Move | Non-Move
389891 | 03 | 75035030224 | RELAY,CTRL,24VDC,2828015,PHOENIX | PT011 | PC | 350 | 30 | 0 | 1 | 32-D-2 | mntprog1 | 2018-07-14 |  | VB | SP00 | 822 | 1 | attagons | 2020-10-14 | X | 1002 | V | SPO | 39121535 | 39121535 | 75 | X | [6 empty] | 0 |  | 1 | THB | O |  | 0 | D | 0 |  |  |  |  | Non-Move | Non-Move | Non-Move
389892 | 03 | 75035030240 | RELAY,TIME,3RP15051BP30,SIEMENS | PT011 | PC | 2848.75 | 30 | 1 | 2 | 32-D-2 | mntprog1 | 2018-07-14 |  | VB | SP00 | 822 | 1 | attagons | 2020-10-14 |  | 1002 | V | SPO | 39121519 | 39121519 | 75 | X | [6 empty] | 0 |  | 1 | THB | O |  | 0 | D | 0 |  |  |  |  | Non-Move | Non-Move | Non-Move
389893 | 03 | 75035030255 | EE,RELAY,4 A,220 V,3TH20 31-OAMO | PT011 | PC | 655.24 | 55 | 1 | 5 | 25-E-2 | mntprog1 | 2018-07-14 |  | VB | SP00 | 814 | 1 | attagons | 2020-10-14 | X | 1002 | V | SPO | 39121500 | 39121500 | 75 | X | [6 empty] | 0 |  | 1 | THB | O |  | 0 | D | 0 |  |  |  |  | Non-Move | Non-Move | Non-Move
389894 | 03 | 75035030260 | RELAY,TIME,3RP1576-1NP30,SIEMENS | PT010 | PC | 1450 | 0 | 2 | 4 | 49-E-1 | mntprog1 | 2018-07-14 |  | VB | SP00 | 822 | 1 | attagons | 2020-10-14 |  | 1002 | V | SPO | 39121519 | 39121519 | 75 | X | [6 empty] | 0 |  | 1 | THB | O |  | 0 | D | 0 |  |  |  |  | Non-Move | Non-Move | Non-Move
389895 | 03 | 75035030295 | RELAY,POWER,MM2XPD,24 VDC ,OMRON | PT011 | PC | 1460 | 30 | 0 | 2 | 32-B-5 | mntprog1 | 2018-07-14 |  | VB | SP00 | 814 | 1 | attagons | 2020-10-14 | X | 1002 | V | SPO | 39121514 | 39121514 | 75 | X | [6 empty] | 0 |  | 1 | THB | O |  | 0 | D | 0 |  |  |  |  | Non-Move | Non-Move | Non-Move
389896 | 03 | 75035030298 | RELAY,POWER,MM4XPN (15 PIN),OMRON [8] | PT011 | PC | 1618 | 30 | 0 | 1 | 32-D-7 | mntprog1 | 2018-07-14 |  | ND | SP00 | 814 | 1 | mntprog1 | 2021-01-08 | X | 1002 | V | SPO | 39121514 | 39121514 | 75 | X | [6 empty] | 0 |  | 0 | THB | O |  | 0 | D | 0 |  |  |  |  | Non-Move | Non-Move | Non-Move
389897 | 03 | 75035030300 | RELAY,CTRL,220,MY4ZN-CR,OMRON | PT011 | PC | 479 | 95 | 2 | 4 | 32-B-1 | mntprog1 | 2018-07-14 |  | VB | SP00 | 811 | 1 | attagons | 2020-10-14 |  | 1002 | V | SPO | 39121535 | 39121535 | 75 | X | [6 empty] | 0 |  | 1 | THB | O |  | 0 | D | 0 |  |  |  |  | Non-Move | Non-Move | Non-Move
389898 | 03 | 75035030301 | BOARD,RELAY,24 VDC,220V,MY2ZND2TU | PT011 | PC | 479 | 95 | 1 | 3 | 32-D-4 | mntprog1 | 2018-07-14 |  | VB | SP00 | 811 | 1 | mntprog1 | 2021-05-17 |  | 1002 | V | SPO | 39121543 | 39121543 | 75 | X | [6 empty] | 0 |  | 1 | THB | O |  | 0 | D | 0 |  |  | 75035030301 |  | Move | Non-Move | Move
389899 | 03 | 75035030303 | TIMER ,H3CR-A8,OMRON | PT011 | PC | 670 | 34 | 5 | 14 | 32-C-7 | mntprog1 | 2018-07-14 |  | VB | SP00 | 811 | 1 | attagons | 2020-10-14 |  | 1002 | V | SPO | 39121523 | 39121523 | 75 | X | [6 empty] | 0 |  | 1 | THB | O |  | 0 | D | 0 |  |  | 75035030303 | 75035030303 | Move | Move | Move
389900 | 03 | 75035030320 | RELAY,O/L,1SAZ211201R2033-T1,ABB | PT010 | PC | 809 | 30 | 0 | 1 | 50-D-4 | mntprog1 | 2018-07-14 |  | VB | SP00 | 811 | 1 | attagons | 2020-10-14 |  | 1002 | V | SPO |  | 39121520 | 75 | X | [6 empty] | 0 |  | 1 | THB | O |  | 0 | D | 0 |  |  |  |  | Non-Move | Non-Move | Non-Move
389901 | 03 | 75035030325 | RELAY,O/L,7SJ6021-5EB20-1FAO,SIEMENS [5] | PT011 | ST | 73000 | 65 | 0 | 1 | 32-F-1 | mntprog1 | 2018-07-14 |  | ND | SP00 | 822 | 1 | attagons | 2020-10-14 | X | 1002 | V | SPO | 39121520 | 39121520 | 75 | X | [6 empty] | 0 |  | 1 | THB | O |  | 0 | D | 0 |  |  |  |  | Non-Move | Non-Move | Non-Move
389902 | 03 | 75035030405 | RELAY,TIME,3RP152524,IEMENS | PT011 | PC | 1450 | 15 | 1 | 2 | 32-B-2 | mntprog1 | 2018-07-14 |  | VB | SP00 | 822 | 1 | mntprog1 | 2020-10-27 |  | 1002 | V | SPO | 39121519 | 39121519 | 75 | X | [6 empty] | 0 |  | 1 | THB | O |  | 0 | D | 0 |  |  |  |  | Non-Move | Non-Move | Non-Move
389903 | 03 | 75035030410 | RELAY,TIME,7PU41202BN20,SIEMENS | PT011 | PC | 1895 | 46 | 2 | 4 | 32-C-1 | mntprog1 | 2018-07-14 |  | VB | SP00 | 822 | 1 | attagons | 2020-10-14 |  | 1002 | V | SPO | 39121519 | 39121519 | 75 | X | [6 empty] | 0 |  | 1 | THB | O |  | 0 | D | 0 |  |  | 75035030410 |  | Move | Non-Move | Move
389904 | 03 | 75035030500 | MOTOR PROTECTION RELAY'MEIDEN'NTY18,7AT, | PT010 | PC | 33500 | 292 | 1 | 2 | 49-E-1 | mntprog1 | 2018-07-14 |  | VB | SP00 | 814 | 1 | attagons | 2020-10-14 | X | 1002 | V | SPO | 39121500 | 39121500 | 75 | X | [6 empty] | 0 |  | 1 | THB | O |  | 0 | D | 0 |  |  |  |  | Non-Move | Non-Move | Non-Move
389905 | 03 | 75035030505 | EE,PROTECTION RELAY,REX521,ABB | PT010 | PC | 128640 | 60 | 0 | 1 | AIR 5-C-2 | mntprog1 | 2018-07-14 |  | VB | SP00 | 822 | 1 | attagons | 2020-10-14 |  | 1002 | V | SPO | 39121500 | 39121500 | 75 | X | [6 empty] | 0 |  | 1 | THB | O |  | 0 | D | 0 |  |  |  |  | Non-Move | Non-Move | Non-Move
389906 | 03 | 75035031000 | EE,RELAY,RY2S-U ,24 VDC,IDEC | PT011 | PC | 134 | 30 | 12 | 24 | 32-D-3 | mntprog1 | 2018-07-14 |  | VB | SP00 | 814 | 1 | attagons | 2020-10-14 | X | 1002 | V | SPO | 39121500 | 39121500 | 75 | X | [6 empty] | 0 |  | 1 | THB | O |  | 0 | D | 0 |  |  |  |  | Non-Move | Non-Move | Non-Move
389907 | 03 | 75035031005 | EE,RELAY,RM2SU,220-240,IDEC [10 pcs/pack | PT011 | PC | 74.1 | 90 | 12 | 20 | 32-D-6 | mntprog1 | 2018-07-14 |  | VB | SP00 | 822 | 1 | attagons | 2020-10-14 |  | 1002 | V | SPO | 39121500 | 39121500 | 75 | X | [6 empty] | 0 |  | 1 | THB | O |  | 0 | D | 0 |  |  |  | 75035031005 | Non-Move | Move | Move
389908 | 03 | 75035031320 | RELAY,O/L,1SAZ211201R2045-T1,ABB,PM17 | PT010 | PC | 630 | 30 | 0 | 1 | 50-D-4 | mntprog1 | 2018-07-14 |  | VB | SP00 | 822 | 1 | mntprog1 | 2021-06-08 |  | 1002 | V | SPO |  | 39121520 | 75 | X | [6 empty] | 0 |  | 1 | THB | O |  | 0 | D | 0 |  |  |  |  | Non-Move | Non-Move | Non-Move
389909 | 03 | 75035032000 | SW,LEVEL,61F-GP-N,OMRON | PT010 | PC | 1181.25 | 30 | 1 | 2 | 49-E-1 | mntprog1 | 2018-07-14 |  | ZN | SP00 | 814 | 1 | attagons | 2020-10-14 |  | 1002 | V | SPO | 39121531 | 39121531 | 75 | X | [6 empty] | 0 |  | 1 | THB | O |  | 0 | D | 0 |  |  |  |  | Non-Move | Non-Move | Non-Move
389910 | 03 | 75035032153 | EE,RELAY (RELECO),UF3-230VAC1,230 VAC | PT011 | PC | 613 | 70 | 1 | 2 | 32-D-4 | mntprog1 | 2018-07-14 |  | VB | SP00 | 814 | 1 | attagons | 2020-10-14 | X | 1002 | V | SPO | 39121500 | 39121500 | 75 | X | [6 empty] | 0 |  | 1 | THB | O |  | 0 | D | 0 |  |  |  |  | Non-Move | Non-Move | Non-Move
389911 | 03 | 75035032200 | RELAY,CTRL,24 VDC,G2R-1-SN,OMRON | PT011 | PC | 127 | 58 | 5 | 35 | 32-C-5 | mntprog1 | 2018-07-14 |  | VB | SP00 | 811 | 1 | attagons | 2020-10-14 |  | 1002 | V | SPO | 39121535 | 39121535 | 75 | X | [6 empty] | 0 |  | 1 | THB | O |  | 0 | D | 0 |  |  |  |  | Non-Move | Non-Move | Non-Move
389912 | 03 | 75035032210 | RELAY,CTRL,200-220,G2R-2125,OMRON [5] | PT011 | PC | 200 | 90 | 0 | 0 | 32-D-6 | mntprog1 | 2018-07-14 |  | ND | SP00 | 811 | 1 | attagons | 2020-10-14 | X | 1002 | V | SPO | 39121535 | 39121535 | 75 | X | [6 empty] | 0 |  | 1 | THB | O |  | 0 | D | 0 |  |  |  |  | Non-Move | Non-Move | Non-Move
389913 | 03 | 75035032320 | RELAY,O/L 1SAZ321201R2003-T1 ABB,PM17 | PT010 | PC | 1365 | 30 | 0 | 1 | 50-D-4 | mntprog1 | 2018-07-14 |  | VB | SP00 | 822 | 1 | mntprog1 | 2021-06-08 |  | 1002 | V | SPO |  | 39121520 | 75 | X | [6 empty] | 0 |  | 1 | THB | O |  | 0 | D | 0 |  |  |  |  | Non-Move | Non-Move | Non-Move
389914 | 03 | 75035033014 | EE,RELAY BIAS PRESSUR,14152(14252) | PT011 | ST | 16033.12 | 60 | 1 | 2 | 23-D-1 | mntprog1 | 2018-07-14 |  | VB | SP00 | 822 | 1 | attagons | 2020-10-14 | X | 1002 | V | SPO | 39121500 | 39121500 | 75 | X | [6 empty] | 0 |  | 1 | THB | O |  | 0 | D | 0 |  |  |  |  | Non-Move | Non-Move | Non-Move
389915 | 03 | 75035033015 | EE,RELAY POSITIVE BIAS,15462,FAIRCHILD | PT011 | PC | 14600 | 52 | 1 | 2 | 23-E-2 | mntprog1 | 2018-07-14 |  | VB | SP00 | 822 | 1 | attagons | 2020-10-14 | X | 1002 | V | SPO | 39121500 | 39121500 | 75 | X | [6 empty] | 0 |  | 1 | THB | O |  | 0 | D | 0 |  |  |  |  | Non-Move | Non-Move | Non-Move
389916 | 03 | 75035033020 | RELAYbattCHARGER''HPT30.110XE(763),Vdc[N | PT011 | PC | 1 | 30 | 0 | 2 | 35-E-2 | mntprog1 | 2018-07-14 |  | ND | SP00 | 814 | 1 | attagons | 2020-10-14 | X | 1002 | V | SPO | 39121500 | 39121500 | 75 | X | [6 empty] | 0 |  | 1 | THB | O |  | 0 | D | 0 |  |  |  |  | Non-Move | Non-Move | Non-Move
389917 | 03 | 75035033320 | RELAY,O/L 1SAZ321201R2004-T1 ABB,PM17 | PT010 | PC | 1711.5 | 30 | 0 | 1 | 50-D-4 | mntprog1 | 2018-07-14 |  | VB | SP00 | 822 | 1 | mntprog1 | 2021-06-08 |  | 1002 | V | SPO |  | 39121520 | 75 | X |  |  | Z7500 |  |  |  | 0 |  | 1 | THB | O |  | 0 | D | 0 |  |  |  |  | Non-Move | Non-Move | Non-Move
389918 | 03 | 75035034130 | SW,LEVEL,FJ72 24V,PUSEN,�ç�԰ | PT010 | PC | 745.36 | 30 | 0 | 2 | 76-C-1 | mntprog1 | 2018-07-14 |  | VB | SP00 | 814 | 1 | mntprog1 | 2021-06-08 |  | 1002 | V | SPO |  | 23150000 | 75 |  |  |  | Z7500 |  |  |  | 0 |  | 1 | THB | O |  | 0 | D | 0 |  |  |  |  | Non-Move | Non-Move | Non-Move
389919 | 03 | 75035034320 | RELAY,O/L 1SAZ321201R2005-T1 ABB | PT010 | PC | 2573 | 30 | 0 | 1 | 50-D-3 | mntprog1 | 2018-07-14 |  | VB | SP00 | 822 | 1 | attagons | 2020-10-14 |  | 1002 | V | SPO |  | 39121520 | 75 | X | [6 empty] | 0 |  | 1 | THB | O |  | 0 | D | 0 |  |  |  |  | Non-Move | Non-Move | Non-Move
389920 | 03 | 75035035000 | EE,RELAY,5A250VAC,5 A,250 V AC,(5) | PT010 | PC | 754 | 30 | 0 | 1 | 25-C-2 | mntprog1 | 2018-07-14 |  | ND | SP00 | 814 | 1 | attagons | 2020-10-14 |  | 1002 | V | SPO | 39121500 | 39121500 | 75 | X | [6 empty] | 0 |  | 1 | THB | O |  | 0 | D | 0 |  |  |  |  | Non-Move | Non-Move | Non-Move
389921 | 03 | 75035035015 | RELAY,O/L,TH-K20KP,MITSUBISHI,1.7-2.5A | PT012 | PC | 430 | 13 | 2 | 6 | 32-B-6 | mntprog1 | 2018-07-14 |  | VB | SP00 | 814 | 1 | attagons | 2020-10-14 |  | 1002 | V | SPO | 39121520 | 39121520 | 75 | X | [6 empty] | 0 |  | 1 | THB | O |  | 0 | D | 0 |  |  |  |  | Non-Move | Non-Move | Non-Move
389922 | 03 | 75035035320 | RELAY,O/L 1SAZ411201R1001-T1 ABB,PM.17 | PT010 | PC | 3308 | 30 | 0 | 1 | 50-D-3 | mntprog1 | 2018-07-14 |  | VB | SP00 | 822 | 1 | mntprog1 | 2021-06-08 |  | 1002 | V | SPO |  | 39121520 | 75 | X | [6 empty] | 0 |  | 1 | THB | O |  | 0 | D | 0 |  |  |  |  | Non-Move | Non-Move | Non-Move
389923 | 03 | 75035036320 | RELAY,O/L 1SAZ411201R1002-T1 ABB,PM17 | PT010 | PC | 3603 | 30 | 0 | 1 | 50-D-4 | mntprog1 | 2018-07-14 |  | VB | SP00 | 822 | 1 | mntprog1 | 2021-06-08 |  | 1002 | V | SPO |  | 39121520 | 75 | X | [6 empty] | 0 |  | 1 | THB | O |  | 0 | D | 0 |  |  |  |  | Non-Move | Non-Move | Non-Move
389924 | 03 | 75035036330 | EE,RELAY DIFF. SWGEAR,SPAD346C3,22 KV [Y | PT011 | PC | 290850 | 60 | 0 | 1 | 76-A-7 | mntprog1 | 2018-07-14 |  | VB | SP00 | 814 | 1 | attagons | 2020-10-14 | X | 1002 | V | SPO | 39121500 | 39121500 | 75 | X | [6 empty] | 0 |  | 1 | THB | O |  | 0 | D | 0 |  |  |  |  | Non-Move | Non-Move | Non-Move
389925 | 03 | 75035037320 | RELAY,O/L 1SAZ421201R1003-T1 ABB,PM17 | PT010 | PC | 2677 | 30 | 0 | 1 | 50-D-4 | mntprog1 | 2018-07-14 |  | VB | SP00 | 822 | 1 | mntprog1 | 2021-06-08 |  | 1002 | V | SPO |  | 39121520 | 75 | X | [6 empty] | 0 |  | 1 | THB | O |  | 0 | D | 0 |  |  |  |  | Non-Move | Non-Move | Non-Move
389926 | 03 | 75035038110 | RELAYearthFAULT'ABB'SPAJ110CAA àÅÔ¡[9] | PT011 | PC | 77150 | 30 | 0 | 0 | 76-B-7 | mntprog1 | 2018-07-14 |  | ND | SP00 | 814 | 1 | attagons | 2020-10-14 | X | 1002 | V | SPO | 39121500 | 39121500 | 75 | X | [6 empty] | 0 |  | 1 | THB | O |  | 0 | D | 0 |  |  |  |  | Non-Move | Non-Move | Non-Move
389927 | 03 | 75035038140 | RELAY,O/L,SPAJ140C,ABB,OVER CURRENT | PT011 | UT | 77150 | 228 | 1 | 2 | 76-A-8 | mntprog1 | 2018-07-14 |  | VB | SP00 | 822 | 1 | attagons | 2020-10-14 |  | 1002 | V | SPO | 39121520 | 39121520 | 75 | X | [6 empty] | 0 |  | 1 | THB | O |  | 0 | D | 0 |  |  |  |  | Non-Move | Non-Move | Non-Move
389928 | 03 | 75035038141 | RELAYoverCURRENT'ABB'SPAJ141C àÅÔ¡¼[9] | PT011 | UT | 95020 | 140 | 0 | 0 | 76-B-8 | mntprog1 | 2018-07-14 |  | ND | SP00 | 822 | 1 | attagons | 2020-10-14 |  | 1002 | V | SPO | 39121520 | 39121520 | 75 | X | [6 empty] | 0 |  | 1 | THB | O |  | 0 | D | 0 |  |  |  |  | Non-Move | Non-Move | Non-Move
389929 | 03 | 75035038320 | RELAY,O/L 1SAX511011R1101-T1 ABB,PM17 | PT010 | PC | 7990 | 30 | 1 | 1 | 50-D-3 | mntprog1 | 2018-07-14 |  | VB | SP00 | 822 | 1 | mntprog1 | 2021-06-08 |  | 1002 | V | SPO |  | 3121520 | 75 |  |  |  | Z7500 |  |  |  | 0 |  | 1 | THB | O |  | 0 | D | 0 |  |  |  |  | Non-Move | Non-Move | Non-Move
389930 | 03 | 75035038360 | POSITION SWITCH 2 XCK-MR PM.16(5) | PT010 | PC | 6400 | 30 | 0 | 1 | 73-D-3 | mntprog1 | 2018-07-14 |  | ND | SP00 | 836 | 1 | attagons | 2020-10-14 |  | 1002 | V | SPO |  | 23150000 | 75 |  |  |  | Z7500 |  |  |  | 0 |  | 1 | THB | O |  | 0 | D | 0 |  |  |  |  | Non-Move | Non-Move | Non-Move
389931 | 03 | 75035039320 | RELAY,O/L 1SAX521001R1101-T1 ABB,PM17 | PT010 | PC | 8882 | 30 | 0 | 1 | 50-D-3 | mntprog1 | 2018-07-14 |  | VB | SP00 | 822 | 1 | mntprog1 | 2021-06-08 |  | 1002 | V | SPO |  | 39121520 | 75 | X | [6 empty] | 0 |  | 1 | THB | O |  | 0 | D | 0 |  |  |  |  | Non-Move | Non-Move | Non-Move
389932 | 03 | 75035039615 | RELAY,O/L,RLC11FH,YASKAWA,15A, {ZN} | PT011 | PC | 36660 | 0 | 0 | 1 | W5-1-C-2 | mntprog1 | 2018-07-14 |  | ZN | SP00 | 814 | 1 | mntprog1 | 2021-04-09 | X | 1002 | V | SPO | 39121520 | 39121520 | 75 | X | [6 empty] | 0 |  | 0 | THB | O |  | 0 | D | 0 |  |  |  |  | Non-Move | Non-Move | Non-Move
389933 | 03 | 75035039620 | RELAY,O/L,RLC11FH,YASKAWA,20A {ZN} | PT011 | PC | 39480 | 0 | 0 | 1 | W5-1-C-2 | mntprog1 | 2018-07-14 |  | ZN | SP00 | 814 | 1 | mntprog1 | 2021-04-09 |  | 1002 | V | SPO | 39121520 | 39121520 | 75 | X | [6 empty] | 0 |  | 0 | THB | O |  | 0 | D | 0 |  |  |  |  | Non-Move | Non-Move | Non-Move
389934 | 03 | 75035040615 | EE,RELAY MOTOR PROTECTION REM615 ABB | PT011 | ST | 131332.5 | 70 | 2 | 3 | 25-A-6 | mntprog1 | 2018-07-14 |  | VB | SP00 | 811 | 1 | attagons | 2020-10-14 |  | 1002 | V | SPO | 39121500 | 39121500 | 75 | X |  |  | Z7500 |  |  |  | 0 |  | 1 | THB | O |  | 0 | D | 0 |  |  |  |  | Non-Move | Non-Move | Non-Move
389935 | 03 | 75035041615 | EE,RELAY FEED PROTECTION REF615 ABB | PT011 | ST | 107999 | 60 | 1 | 2 | 25-A-7 | mntprog1 | 2018-07-14 |  | VB | SP00 | 811 | 1 | attagons | 2020-10-14 |  | 1002 | V | SPO | 39121500 | 39121500 | 75 | X |  |  | Z7500 |  |  |  | 0 |  | 1 | THB | O |  | 0 | D | 0 |  |  |  |  | Non-Move | Non-Move | Non-Move
389936 | 03 | 75035045305 | RELAY,O/L,PATAM3K45,STROMBE.,25-45 A,(5) | PT010 | PC | 3948 | 234 | 0 | 1 | 25-D-1 | mntprog1 | 2018-07-14 |  | ND | SP00 | 822 | 1 | attagons | 2020-10-14 |  | 1002 | V | SPO | 39121520 | 39121520 | 75 | X | [6 empty] | 0 |  | 1 | THB | O |  | 0 | D | 0 |  |  |  |  | Non-Move | Non-Move | Non-Move
389937 | 03 | 75035045570 | RELAY,O/L,TR-11-1E 0.2 KW ,(5) | PT010 | PC | 500 | 30 | 0 | 1 | 25-C-1 | mntprog1 | 2018-07-14 |  | ND | SP00 | 822 | 1 | attagons | 2020-10-14 |  | 1002 | V | SPO | 39121520 | 39121520 | 75 | X | [6 empty] | 0 |  | 1 | THB | O |  | 0 | D | 0 |  |  |  |  | Non-Move | Non-Move | Non-Move
389938 | 03 | 75035045575 | RELAY,O/L,TR-11-1E 0.75 KW,RELAY,?,(5) | PT010 | PC | 500 | 30 | 0 | 1 | 25-C-1 | mntprog1 | 2018-07-14 |  | ND | SP00 | 822 | 1 | attagons | 2020-10-14 |  | 1002 | V | SPO | 39121520 | 39121520 | 75 | X | [6 empty] | 0 |  | 1 | THB | O |  | 0 | D | 0 |  |  |  |  | Non-Move | Non-Move | Non-Move
389939 | 03 | 75035045581 | RELAY,O/L,TR-20-1E 11 KW ,(5) | PT010 | PC | 600 | 30 | 0 | 1 | 25-C-1 | mntprog1 | 2018-07-14 |  | ND | SP00 | 822 | 1 | attagons | 2020-10-14 |  | 1002 | V | SPO | 39121520 | 39121520 | 75 | X | [6 empty] | 0 |  | 1 | THB | O |  | 0 | D | 0 |  |  |  |  | Non-Move | Non-Move | Non-Move
389940 | 03 | 75035045591 | RELAY,O/L,TR-40-1E 15 KW ,(5) | PT010 | PC | 1000 | 30 | 0 | 1 | 25-C-1 | mntprog1 | 2018-07-14 |  | ND | SP00 | 822 | 1 | attagons | 2020-10-14 |  | 1002 | V | SPO | 39121520 | 39121520 | 75 | X | [6 empty] | 0 |  | 1 | THB | O |  | 0 | D | 0 |  |  |  |  | Non-Move | Non-Move | Non-Move
389941 | 03 | 75035045614 | RELAY,O/L,'EM1REL/KSR12 ,(5) | PT010 | PC | 1385 | 30 | 0 | 1 | AIR 5-D-1 | mntprog1 | 2018-07-14 |  | ZN | SP00 | 822 | 1 | attagons | 2020-10-14 |  | 1002 | V | SPO | 39121520 | 39121520 | 75 | X | [6 empty] | 0 |  | 1 | THB | O |  | 0 | D | 0 |  |  |  |  | Non-Move | Non-Move | Non-Move
389942 | 03 | 75035045615 | RELAY,O/L,RH18/1.2A,YASKAWA,0.9-1.5A | PT010 | PC | 430 | 84 | 0 | 1 | 49-E-1 | mntprog1 | 2018-07-14 |  | VB | SP00 | 822 | 1 | attagons | 2020-10-14 |  | 1002 | V | SPO | 39121520 | 39121520 | 75 | X | [6 empty] | 0 |  | 1 | THB | O |  | 0 | D | 0 |  |  |  |  | Non-Move | Non-Move | Non-Move
389943 | 03 | 75035045619 | RELAY,O/L,RH18/2.2,YASKA,1.7-2.7 A,(5) | PT010 | PC | 550 | 30 | 0 | 1 | 25-D-1 | mntprog1 | 2018-07-14 |  | ND | SP00 | 822 | 1 | attagons | 2020-10-14 |  | 1002 | V | SPO | 39121520 | 39121520 | 75 | X | [6 empty] | 0 |  | 1 | THB | O |  | 0 | D | 0 |  |  |  |  | Non-Move | Non-Move | Non-Move
389944 | 03 | 75035045621 | RELAY,O/L,THN20 2.8-4.4A,MITSUBISHI | PT010 | PC | 278 | 87 | 0 | 1 | 49-E-1 | mntprog1 | 2018-07-14 |  | VB | SP00 | 811 | 1 | attagons | 2020-10-14 |  | 1002 | V | SPO | 39121520 | 39121520 | 75 | X | [6 empty] | 0 |  | 1 | THB | O |  | 0 | D | 0 |  |  |  |  | Non-Move | Non-Move | Non-Move
389945 | 03 | 75035045623 | RELAY,O/L,RH18/4,YASKAWA,3-5 A | PT010 | PC | 285 | 30 | 0 | 1 | 49-E-1 | mntprog1 | 2018-07-14 |  | VB | SP00 | 822 | 1 | attagons | 2020-10-14 |  | 1002 | V | SPO | 39121520 | 39121520 | 75 | X | [6 empty] | 0 |  | 1 | THB | O |  | 0 | D | 0 |  |  |  |  | Non-Move | Non-Move | Non-Move
389946 | 03 | 75035045626 | RELAY,O/L,RH18/10,YASKAWA,8-12A | PT010 | PC | 455 | 69 | 0 | 1 | 49-E-1 | mntprog1 | 2018-07-14 |  | VB | SP00 | 811 | 1 | attagons | 2020-10-14 | X | 1002 | V | SPO | 39121520 | 39121520 | 75 | X | [6 empty] | 0 |  | 1 | THB | O |  | 0 | D | 0 |  |  |  |  | Non-Move | Non-Move | Non-Move
389947 | 03 | 75035045627 | RELAY,O/L,RH18/15,YASKAWA,12-18A(5) | PT010 | PC | 3000 | 223 | 0 | 1 | 49-E-1 | mntprog1 | 2018-07-14 |  | ND | SP00 | 822 | 1 | attagons | 2020-10-14 | X | 1002 | V | SPO | 39121520 | 39121520 | 75 | X | [6 empty] | 0 |  | 1 | THB | O |  | 0 | D | 0 |  |  |  |  | Non-Move | Non-Move | Non-Move
389948 | 03 | 75035045630 | RELAY,O/L,RH18/0.37A,YASKAWA,0.29-(5) | PT010 | PC | 6500 | 30 | 0 | 1 | 49-E-1 | mntprog1 | 2018-07-14 |  | ND | SP00 | 822 | 1 | attagons | 2020-10-14 | X | 1002 | V | SPO | 39121520 | 39121520 | 75 | X | [6 empty] | 0 |  | 1 | THB | O |  | 0 | D | 0 |  |  |  |  | Non-Move | Non-Move | Non-Move
389949 | 03 | 75035045632 | RELAY,O/L,THN20,MITSUBISHI,24-34A | PT010 | PC | 324 | 148 | 0 | 1 | 49-E-1 | mntprog1 | 2018-07-14 |  | VB | SP00 | 822 | 1 | attagons | 2020-10-14 | X | 1002 | V | SPO | 39121520 | 39121520 | 75 | X | [6 empty] | 0 |  | 1 | THB | O |  | 0 | D | 0 |  |  |  |  | Non-Move | Non-Move | Non-Move
389950 | 03 | 75035045634 | RELAY,O/L,LR2 D13,TELE.,1.6-2.5 A. | PT010 | PC | 461 | 30 | 1 | 2 | 49-E-1 | mntprog1 | 2018-07-14 |  | VB | SP00 | 822 | 1 | attagons | 2020-10-14 | X | 1002 | V | SPO | 39121520 | 39121520 | 75 | X | [6 empty] | 0 |  | 1 | THB | O |  | 0 | D | 0 |  |  |  |  | Non-Move | Non-Move | Non-Move
389951 | 03 | 75035045636 | RELAY,O/L,RH35/42,3,YASKAWA,35-50A | PT010 | PC | 644 | 95 | 0 | 1 | 49-E-1 | mntprog1 | 2018-07-14 |  | VB | SP00 | 811 | 1 | attagons | 2020-10-14 | X | 1002 | V | SPO | 39121520 | 39121520 | 75 | X | [6 empty] | 0 |  | 1 | THB | O |  | 0 | D | 0 |  |  |  |  | Non-Move | Non-Move | Non-Move
389952 | 03 | 75035045640 | RELAY,O/L,RH65/55,4,YASKAWA,45-66A | PT010 | PC | 672 | 94 | 0 | 1 | 49-E-1 | mntprog1 | 2018-07-14 |  | VB | SP00 | 822 | 1 | attagons | 2020-10-14 | X | 1002 | V | SPO | 39121520 | 39121520 | 75 | X | [6 empty] | 0 |  | 1 | THB | O |  | 0 | D | 0 |  |  |  |  | Non-Move | Non-Move | Non-Move
389953 | 03 | 75035045645 | RELAY,O/L,RH80/68,5,YASKAWA,55-80A | PT010 | PC | 718 | 111 | 0 | 1 | 49-E-1 | mntprog1 | 2018-07-14 |  | VB | SP00 | 822 | 1 | attagons | 2020-10-14 | X | 1002 | V | SPO | 39121520 | 39121520 | 75 | X | [6 empty] | 0 |  | 1 | THB | O |  | 0 | D | 0 |  |  |  |  | Non-Move | Non-Move | Non-Move
389954 | 03 | 75035045650 | RELAY,O/L,RH80/80,6,YASKAWA,65-95A | PT010 | PC | 775 | 56 | 0 | 1 | 49-E-2 | mntprog1 | 2018-07-14 |  | VB | SP00 | 822 | 1 | attagons | 2020-10-14 | X | 1002 | V | SPO | 39121520 | 39121520 | 75 | X | [6 empty] | 0 |  | 1 | THB | O |  | 0 | D | 0 |  |  |  |  | Non-Move | Non-Move | Non-Move
389955 | 03 | 75035045660 | RELAY,O/L,B100,AEG,60-120 A,(5) | PT010 | PC | 3390 | 30 | 0 | 1 | 49-C-8 | mntprog1 | 2018-07-14 |  | ZN | SP00 | 822 | 1 | attagons | 2020-10-14 |  | 1002 | V | SPO | 39121520 | 39121520 | 75 | X | [6 empty] | 0 |  | 1 | THB | O |  | 0 | D | 0 |  |  |  |  | Non-Move | Non-Move | Non-Move
389956 | 03 | 75035045665 | RELAY,O/L,B200,AEG,100-200 A(5) | PT010 | PC | 17550 | 32 | 1 | 2 | 49-D-6 | mntprog1 | 2018-07-14 |  | ND | SP00 | 822 | 1 | attagons | 2020-10-14 | X | 1002 | V | SPO | 39121520 | 39121520 | 75 | X | [6 empty] | 0 |  | 1 | THB | O |  | 0 | D | 0 |  |  |  |  | Non-Move | Non-Move | Non-Move
389957 | 03 | 75035045725 | RELAY,O/L,TH-N20,1.3(1-1.6A),YASKAWA | PT011 | PC | 294 | 57 | 1 | 2 | 32-E-2 | mntprog1 | 2018-07-14 |  | VB | SP00 | 811 | 1 | attagons | 2020-10-14 |  | 1002 | V | SPO | 39121520 | 39121520 | 75 | X | [6 empty] | 0 |  | 1 | THB | O |  | 0 | D | 0 |  |  |  |  | Non-Move | Non-Move | Non-Move
389958 | 03 | 75035045727 | RELAY,O/L,RH18/2.2MP,YASKAWA,1.7-2.7A | PT011 | PC | 325.5 | 51 | 0 | 1 | 32-E-1 | mntprog1 | 2018-07-14 |  | VB | SP00 | 814 | 1 | attagons | 2020-10-14 | X | 1002 | V | SPO | 39121520 | 39121520 | 75 | X | [6 empty] | 0 |  | 1 | THB | O |  | 0 | D | 0 |  |  |  |  | Non-Move | Non-Move | Non-Move
389959 | 03 | 75035045800 | RELAY,CTRL,220 VAC.,G2R-1-SN,OMRON | PT010 | PC | 218 | 30 | 5 | 15 | 49-E-3 | mntprog1 | 2018-07-14 |  | VB | SP00 | 811 | 1 | attagons | 2020-10-14 |  | 1002 | V | SPO | 39121535 | 39121535 | 75 | X | [6 empty] | 0 |  | 1 | THB | O |  | 0 | D | 0 |  |  |  |  | Non-Move | Non-Move | Non-Move
389960 | 03 | 75035045804 | RELAY,O/L,RH18/10MP,YASKAWA,8-12 A [5] | PT011 | PC | 328 | 65 | 0 | 0 | 32-E-2 | mntprog1 | 2018-07-14 |  | ND | SP00 | 822 | 1 | attagons | 2020-10-14 | X | 1002 | V | SPO | 39121520 | 39121520 | 75 | X | [6 empty] | 0 |  | 1 | THB | O |  | 0 | D | 0 |  |  |  |  | Non-Move | Non-Move | Non-Move
389961 | 03 | 75035045805 | RELAY,O/L,RH18/15MP,YASKAWA,12-17 A | PT011 | PC | 981.63 | 65 | 2 | 4 | 32-E-3 | mntprog1 | 2018-07-14 |  | VB | SP00 | 822 | 1 | attagons | 2020-10-14 | X | 1002 | V | SPO | 39121520 | 39121520 | 75 | X | [6 empty] | 0 |  | 1 | THB | O |  | 0 | D | 0 |  |  |  | 75035045805 | Non-Move | Move | Move
389962 | 03 | 75035045806 | RELAY,O/L,RH35/20MP,YASKAWA,18-22 A | PT011 | PC | 1927 | 88 | 2 | 3 | 32-E-3 | mntprog1 | 2018-07-14 |  | VB | SP00 | 814 | 1 | attagons | 2020-10-14 |  | 1002 | V | SPO | 39121520 | 39121520 | 75 | X | [6 empty] | 0 |  | 1 | THB | O |  | 0 | D | 0 |  |  |  |  | Non-Move | Non-Move | Non-Move
389963 | 03 | 75035045810 | RELAY,CTRL,220 VAC,MYA-LB12,OMRON [ZN] | PT011 | PC | 935 | 125 | 0 | 1 | W5-1-D-1 | mntprog1 | 2018-07-14 |  | ZN | SP00 | 814 | 1 | mntprog1 | 2021-04-09 | X | 1002 | V | SPO | 39121535 | 39121535 | 75 | X | [6 empty] | 0 |  | 0 | THB | O |  | 0 | D | 0 |  |  |  |  | Non-Move | Non-Move | Non-Move
389964 | 03 | 75035046000 | RELAY,CTRL,100 V,MYA-LA12,OMRON [5] | PT011 | PC | 1754.7 | 30 | 0 | 0 | 32-D-3 | mntprog1 | 2018-07-14 |  | ND | SP00 | 814 | 1 | attagons | 2020-10-14 | X | 1002 | V | SPO | 39121535 | 39121535 | 75 | X | [6 empty] | 0 |  | 1 | THB | O |  | 0 | D | 0 |  |  |  |  | Non-Move | Non-Move | Non-Move
389965 | 03 | 75035046005 | RELAY,CTRL,100 V,MM3XKP,OMRON [5] | PT011 | PC | 2007.5 | 30 | 1 | 2 | 32-C-3 | mntprog1 | 2018-07-14 |  | ND | SP00 | 814 | 1 | attagons | 2020-10-14 | X | 1002 | V | SPO | 39121535 | 39121535 | 75 | X | [6 empty] | 0 |  | 1 | THB | O |  | 0 | D | 0 |  |  |  |  | Non-Move | Non-Move | Non-Move
389966 | 03 | 75035046010 | RELAY,CTRL,100V,KHL-HP6 DC,MEIDENSHA [9] | PT011 | PC | 16700 | 30 | 0 | 2 | 32-B-1 | mntprog1 | 2018-07-14 |  | ND | SP00 | 814 | 1 | attagons | 2020-10-14 | X | 1002 | V | SPO | 39121535 | 39121535 | 75 | X | [6 empty] | 0 |  | 1 | THB | O |  | 0 | D | 0 |  |  |  |  | Non-Move | Non-Move | Non-Move
389967 | 03 | 75035046027 | RELAY,CTRL,24 VDC,MY4,OMRON | PT011 | PC | 102 | 58 | 5 | 16 | 32-D-3 | mntprog1 | 2018-07-14 |  | VB | SP00 | 811 | 1 | attagons | 2020-10-14 |  | 1002 | V | SPO | 39121535 | 39121535 | 75 | X | [6 empty] | 0 |  | 1 | THB | O |  | 0 | D | 0 |  |  | 75035046027 |  | Move | Non-Move | Move
389968 | 03 | 75035046030 | RELAY,CTRL,220 VAC,LY4N,OMRON | PT011 | PC | 236 | 30 | 4 | 8 | 32-C-5 | mntprog1 | 2018-07-14 |  | VB | SP00 | 811 | 1 | attagons | 2020-10-14 |  | 1002 | V | SPO | 39121535 | 39121535 | 75 | X | [6 empty] | 0 |  | 1 | THB | O |  | 0 | D | 0 |  |  |  |  | Non-Move | Non-Move | Non-Move
389969 | 03 | 75035046060 | RELAY,O/L,LR1D09306,SCHNEIDER,{8} | PT011 | PC | 400.72 | 71 | 0 | 1 | 32-E-1 | mntprog1 | 2018-07-14 |  | ND | SP00 | 814 | 1 | mntprog1 | 2019-04-06 |  | 1002 | V | SPO | 39121520 | 39121520 | 75 | X | [6 empty] | 0 |  | 1 | THB | O |  | 0 | D | 0 |  |  |  |  | Non-Move | Non-Move | Non-Move
389970 | 03 | 75035046070 | RELAY,O/L,LRD07,TELE,1.6-2.5 A | PT011 | PC | 455.59 | 66 | 3 | 6 | 32-E-2 | mntprog1 | 2018-07-14 |  | VB | SP00 | 814 | 1 | attagons | 2020-10-14 | X | 1002 | V | SPO | 39121520 | 39121520 | 75 | X | [6 empty] | 0 |  | 1 | THB | O |  | 0 | D | 0 |  |  |  |  | Non-Move | Non-Move | Non-Move
389971 | 03 | 75035046080 | RELAY,O/L,TR12B-1E,HITACHI,9-13 A | PT011 | PC | 302.5 | 30 | 2 | 4 | 32-E-3 | mntprog1 | 2018-07-14 |  | VB | SP00 | 814 | 1 | attagons | 2020-10-14 | X | 1002 | V | SPO | 39121520 | 39121520 | 75 | X | [6 empty] | 0 |  | 1 | THB | O |  | 0 | D | 0 |  |  |  |  | Non-Move | Non-Move | Non-Move
389972 | 03 | 75035046095 | RELAY,O/L,LR2-D 1307,SCHNEIDER,{8} | PT011 | PC | 386 | 57 | 0 | 1 | 32-E-2 | mntprog1 | 2018-07-14 |  | ND | SP00 | 814 | 1 | mntprog1 | 2021-02-04 |  | 1002 | V | SPO | 39121520 | 39121520 | 75 | X | [6 empty] | 0 |  | 0 | THB | O |  | 0 | D | 0 |  |  |  |  | Non-Move | Non-Move | Non-Move
389973 | 03 | 75035046210 | RELAY,CTRL,220/240 VAC,MYQ-2N,OMRON | PT011 | PC | 530 | 30 | 2 | 6 | 32-C-5 | mntprog1 | 2018-07-14 |  | VB | SP00 | 811 | 1 | attagons | 2020-10-14 |  | 1002 | V | SPO | 39121535 | 39121535 | 75 | X | [6 empty] | 0 |  | 1 | THB | O |  | 0 | D | 0 |  |  |  |  | Non-Move | Non-Move | Non-Move
389974 | 03 | 75035046250 | RELAY,CTRL,220 VAC,MYQ-4N,OMRON | PT011 | PC | 408 | 72 | 2 | 7 | 32-D-6 | mntprog1 | 2018-07-14 |  | VB | SP00 | 811 | 1 | attagons | 2020-10-14 |  | 1002 | V | SPO | 39121535 | 39121535 | 75 | X | [6 empty] | 0 |  | 1 | THB | O |  | 0 | D | 0 |  |  |  |  | Non-Move | Non-Move | Non-Move
389975 | 03 | 75035050000 | RECTIFIER,SIN0112R,M24X20X250,?,{9} | PT011 | PC | 1 | 30 | 2 | 4 | 29-E-2 | mntprog1 | 2018-07-14 |  | ND | SP00 | 824 | 1 | mntprog1 | 2019-05-26 | X | 1002 | V | SPO | 32121701 | 32121701 | 75 | X | [6 empty] | 0 |  | 1 | THB | O |  | 0 | D | 0 |  |  |  |  | Non-Move | Non-Move | Non-Move
389976 | 03 | 75035050010 | RELAY,CTRL,5-24 VDC,G3F-203 SN,OMRON [5] | PT012 | PC | 796 | 14 | 0 | 0 | 32-C-8 | mntprog1 | 2018-07-14 |  | ND | SP00 | 814 | 1 | attagons | 2020-10-14 |  | 1002 | V | SPO | 39121535 | 39121535 | 75 | X | [6 empty] | 0 |  | 1 | THB | O |  | 0 | D | 0 |  |  |  |  | Non-Move | Non-Move | Non-Move
389977 | 03 | 75035051030 | EE,RELAY PA.C.RELAY 8 pole {ZN} | PT012 | PC | 500 | 30 | 0 | 1 | W5-1-C-1 | mntprog1 | 2018-07-14 |  | ZN | SP00 | 814 | 1 | mntprog1 | 2021-04-09 | X | 1002 | V | SPO | 39121500 | 39121500 | 75 | X | [6 empty] | 0 |  | 0 | THB | O |  | 0 | D | 0 |  |  |  |  | Non-Move | Non-Move | Non-Move
389978 | 03 | 75035051040 | EE,RELAY,KU-4699 911702,10 A,120 V [8] | PT012 | PC | 6287.28 | 141 | 0 | 11 | 32-C-8 | mntprog1 | 2018-07-14 |  | ND | SP00 | 814 | 1 | attagons | 2020-10-14 | X | 1002 | V | SPO | 39121500 | 39121500 | 75 | X | [6 empty] | 0 |  | 1 | THB | O |  | 0 | D | 0 |  |  |  |  | Non-Move | Non-Move | Non-Move
389979 | 03 | 75035051348 | PCB,PLUSE TRANSFORMER BOARD,ABB | PT011 | ST | 79200 | 40 | 1 | 2 | 34-B-6 | mntprog1 | 2018-07-14 |  | VB | SP00 | 821 | 1 | attagons | 2020-10-14 |  | 1002 | V | SPO | 32101513 | 32101513 | 75 | X | [6 empty] | 0 |  | 1 | THB | O |  | 0 | D | 0 |  |  |  |  | Non-Move | Non-Move | Non-Move
389980 | 03 | 75035051351 | PCB,POWER INTERFACE ,«èÓãªé 75031572433 | PT011 | ST | 65000 | 45 | 1 | 2 | 36-B-6 | mntprog1 | 2018-07-14 |  | ND | SP00 | 824 | 1 | attagons | 2020-10-14 |  | 1002 | V | SPO | 32101513 | 32101513 | 75 | X | [6 empty] | 0 |  | 1 | THB | O |  | 0 | D | 0 |  |  |  |  | Non-Move | Non-Move | Non-Move
389981 | 03 | 75035052030 | RELAY,CTRL ,S3S-A10,OMRON, {ZN} | PT012 | PC | 2450 | 30 | 0 | 1 | W5-1-C-1 | mntprog1 | 2018-07-14 |  | ZN | SP00 | 814 | 1 | mntprog1 | 2021-04-09 | X | 1002 | V | SPO | 39121535 | 39121535 | 75 | X | [6 empty] | 0 |  | 0 | THB | O |  | 0 | D | 0 |  |  |  |  | Non-Move | Non-Move | Non-Move
389982 | 03 | 75035052850 | EE,RELAY CURRENT,DIB01CB23,RMS 10A,10 A | PT012 | PC | 7173.34 | 60 | 1 | 2 | 32-C-2 | mntprog1 | 2018-07-14 |  | VB | SP00 | 811 | 1 | attagons | 2020-10-14 | X | 1002 | V | SPO | 39121500 | 39121500 | 75 | X | [6 empty] | 0 |  | 1 | THB | O |  | 0 | D | 0 |  |  |  |  | Non-Move | Non-Move | Non-Move
389983 | 03 | 75035053157 | EE,RELAY,20-0094-00, {ZN} | PT012 | PC | 42892.09 | 30 | 0 | 3 | W5-1-E-1 | mntprog1 | 2018-07-14 |  | ZN | SP00 | 814 | 1 | mntprog1 | 2021-04-09 | X | 1002 | V | SPO | 39121500 | 39121500 | 75 | X | [6 empty] | 0 |  | 0 | THB | O |  | 0 | D | 0 |  |  |  |  | Non-Move | Non-Move | Non-Move
389984 | 03 | 75035053477 | RELAY,flame DETECT Honeywell,IRgas (SET) | PT012 | PC | 60000 | 60 | 0 | 1 | 22-D-4 | mntprog1 | 2018-07-14 |  | ND | SP00 | 814 | 1 | attagons | 2020-10-14 | X | 1002 | V | SPO | 39121500 | 39121500 | 75 | X | [6 empty] | 0 |  | 1 | THB | O |  | 0 | D | 0 |  |  |  |  | Non-Move | Non-Move | Non-Move
389985 | 03 | 75035056040 | RELAY,CTRL,110 VAC,MY4,OMRON | PT012 | PC | 102 | 29 | 5 | 10 | 32-D-4 | mntprog1 | 2018-07-14 |  | VB | SP00 | 814 | 1 | attagons | 2020-10-14 | X | 1002 | V | SPO | 39121535 | 39121535 | 75 | X | [6 empty] | 0 |  | 1 | THB | O |  | 0 | D | 0 |  |  |  |  | Non-Move | Non-Move | Non-Move
389986 | 03 | 75035056060 | EE,QCS OM EMR RELAY,A413191,METSO [5] | PT012 | EA | 3695.5 | 65 | 0 | 0 | 32-D-5 | mntprog1 | 2018-07-14 |  | ND | SP00 | 824 | 1 | attagons | 2020-10-14 | X | 1002 | V | SPO | 39121500 | 39121500 | 75 | X | [6 empty] | 0 |  | 1 | THB | O |  | 0 | D | 0 |  |  |  |  | Non-Move | Non-Move | Non-Move
389987 | 03 | 75035056120 | RELAY,CTRL,220 VAC,MY4N,OMRON [5] | PT012 | PC | 107 | 45 | 0 | 0 | 32-D-6 | mntprog1 | 2018-07-14 |  | ND | SP00 | 822 | 1 | attagons | 2020-10-14 |  | 1002 | V | SPO | 39121535 | 39121535 | 75 | X | [6 empty] | 0 |  | 1 | THB | O |  | 0 | D | 0 |  |  |  |  | Non-Move | Non-Move | Non-Move
389988 | 03 | 75035056498 | RECTIFIER,P.191498 [ZN] | PT011 | PC | 1 | 30 | 1 | 2 | W5-C-3 | mntprog1 | 2018-07-14 |  | ZN | SP00 | 824 | 1 | mntprog1 | 2021-04-09 | X | 1002 | V | SPO | 32121701 | 32121701 | 75 | X | [6 empty] | 0 |  | 0 | THB | O |  | 0 | D | 0 |  |  |  |  | Non-Move | Non-Move | Non-Move
389989 | 03 | 75035056602 | RELAY,O/L,TH-N 20KP,0.2-0.32A,MITSU [SD] | PT012 | PC | 377.75 | 16 | 0 | 2 | 32-B-5 | mntprog1 | 2018-07-14 |  | VB | SP00 | 811 | 1 | mntprog1 | 2021-01-15 | X | 1002 | V | SPO | 39121520 | 39121520 | 75 | X | [6 empty] | 0 |  | 1 | THB | O |  | 0 | D | 0 |  |  |  |  | Non-Move | Non-Move | Non-Move
389990 | 03 | 75035056605 | RELAY,O/L,TH-N 20KP,MITSUBISHI | PT012 | PC | 430 | 15 | 3 | 6 | 30-B-2 | mntprog1 | 2018-07-14 |  | VB | SP00 | 811 | 1 | attagons | 2020-10-14 |  | 1002 | V | SPO | 39121520 | 39121520 | 75 | X | [6 empty] | 0 |  | 1 | THB | O |  | 0 | D | 0 |  |  |  |  | Non-Move | Non-Move | Non-Move
389991 | 03 | 75035056607 | RELAY,O/L,TH-N 20KP,MITSUBISHI,0.7-1.1A | PT012 | PC | 430 | 38 | 3 | 6 | 30-B-2 | mntprog1 | 2018-07-14 |  | VB | SP00 | 814 | 1 | attagons | 2020-10-14 |  | 1002 | V | SPO | 39121520 | 39121520 | 75 | X | [6 empty] | 0 |  | 1 | THB | O |  | 0 | D | 0 |  |  |  |  | Non-Move | Non-Move | Non-Move
389992 | 03 | 75035056610 | RELAY,O/L,TH-N 20KP,MITSUBISHI,1-1.6 A | PT012 | PC | 430 | 24 | 2 | 4 | 32-B-6 | mntprog1 | 2018-07-14 |  | VB | SP00 | 811 | 1 | attagons | 2020-10-14 |  | 1002 | V | SPO | 39121520 | 39121520 | 75 | X | [6 empty] | 0 |  | 1 | THB | O |  | 0 | D | 0 |  |  |  |  | Non-Move | Non-Move | Non-Move
389993 | 03 | 75035056612 | RELAY,O/L,TH-N 20KP,MITSUBISHI,12-18 A | PT012 | PC | 430 | 16 | 3 | 6 | 32-B-8 | mntprog1 | 2018-07-14 |  | VB | SP00 | 814 | 1 | attagons | 2020-10-14 |  | 1002 | V | SPO | 39121520 | 39121520 | 75 | X | [6 empty] | 0 |  | 1 | THB | O |  | 0 | D | 0 |  |  |  |  | Non-Move | Non-Move | Non-Move
389994 | 03 | 75035056614 | RELAY,O/L,TH-N 20KP,MITSUBISHI,1.4-2 | PT012 | PC | 430 | 65 | 2 | 4 | 32-B-6 | mntprog1 | 2018-07-14 |  | VB | SP00 | 814 | 1 | attagons | 2020-10-14 |  | 1002 | V | SPO | 39121520 | 39121520 | 75 | X | [6 empty] | 0 |  | 1 | THB | O |  | 0 | D | 0 |  |  |  |  | Non-Move | Non-Move | Non-Move
389995 | 03 | 75035056617 | RELAY,O/L,TH-N 20KP,MITSUBISHI,1.7-2.5A | PT012 | PC | 430 | 9 | 2 | 4 | 32-B-6 | mntprog1 | 2018-07-14 |  | VB | SP00 | 822 | 1 | attagons | 2020-10-14 |  | 1002 | V | SPO | 39121520 | 39121520 | 75 | X | [6 empty] | 0 |  | 1 | THB | O |  | 0 | D | 0 |  |  |  |  | Non-Move | Non-Move | Non-Move
389996 | 03 | 75035056628 | RELAY,O/L,TH-N 20KP,MITSUBISHI,2.8-4A | PT012 | PC | 430 | 75 | 2 | 4 | 32-B-7 | mntprog1 | 2018-07-14 |  | VB | SP00 | 811 | 1 | mntprog1 | 2020-10-16 |  | 1002 | V | SPO | 39121520 | 39121520 | 75 | X | [6 empty] | 0 |  | 1 | THB | O |  | 0 | D | 0 |  |  |  |  | Non-Move | Non-Move | Non-Move
389997 | 03 | 75035056640 | RELAY,O/L,TH-N 20KP,MITSUBISHI,4-6 A | PT012 | PC | 430 | 12 | 3 | 6 | 32-B-7 | mntprog1 | 2018-07-14 |  | VB | SP00 | 811 | 1 | attagons | 2020-10-14 |  | 1002 | V | SPO | 39121520 | 39121520 | 75 | X | [6 empty] | 0 |  | 1 | THB | O |  | 0 | D | 0 |  |  |  |  | Non-Move | Non-Move | Non-Move
389998 | 03 | 75035056652 | RELAY,O/L,TH-N 20KP,MITSUBISHI,5.2-8 | PT012 | PC | 436.25 | 60 | 1 | 3 | 32-B-7 | mntprog1 | 2018-07-14 |  | VB | SP00 | 822 | 1 | mntprog1 | 2020-10-16 |  | 1002 | V | SPO | 39121520 | 39121520 | 75 | X | [6 empty] | 0 |  | 1 | THB | O |  | 0 | D | 0 |  |  |  |  | Non-Move | Non-Move | Non-Move
389999 | 03 | 75035056690 | RELAY,O/L,TH-N 20KP,MITSUBISHI,9-13 A | PT012 | PC | 431.87 | 20 | 3 | 6 | 32-B-8 | mntprog1 | 2018-07-14 |  | VB | SP00 | 811 | 1 | attagons | 2020-10-14 |  | 1002 | V | SPO | 39121520 | 39121520 | 75 | X | [6 empty] | 0 |  | 1 | THB | O |  | 0 | D | 0 |  |  |  |  | Non-Move | Non-Move | Non-Move
390000 | 03 | 75035056760 | RELAY,O/L,TH-T25KP,MITSUBISHI,18-26A(22A | PT012 | PC | 430 | 15 | 0 | 1 | 32-B-8 | mntprog1 | 2018-07-14 |  | VB | SP00 | 811 | 1 | attagons | 2020-10-14 |  | 1002 | V | SPO | 39121520 | 39121520 | 75 | X | [6 empty] | 0 |  | 1 | THB | O |  | 0 | D | 0 |  |  | 75035056760 | 75035056760 | Move | Move | Move
390001 | 03 | 75035057180 | RELAY,O/L,TH-N 20TAKP,MITSUBISHI,18-26 A | PT012 | PC | 430 | 14 | 2 | 4 | 32-E-5 | mntprog1 | 2018-07-14 |  | VB | SP00 | 822 | 1 | attagons | 2020-10-14 |  | 1002 | V | SPO | 39121520 | 39121520 | 75 | X | [6 empty] | 0 |  | 1 | THB | O |  | 0 | D | 0 |  |  |  |  | Non-Move | Non-Move | Non-Move
390002 | 03 | 75035057240 | RELAY,O/L,TH-N20TAKP,24-34A àÅÔ¡¼ÅÔµ[9] | PT012 | PC | 510 | 15 | 0 | 0 | 32-E-5 | mntprog1 | 2018-07-14 |  | ND | SP00 | 814 | 1 | attagons | 2020-10-14 |  | 1002 | V | SPO | 39121520 | 39121520 | 75 | X | [6 empty] | 0 |  | 1 | THB | O |  | 0 | D | 0 |  |  |  |  | Non-Move | Non-Move | Non-Move
390003 | 03 | 75035057300 | RELAY,O/L,TH-T50Kp,MITSUBISHI,30-40 A | PT012 | PC | 480 | 17 | 2 | 4 | 32-E-5 | mntprog1 | 2018-07-14 |  | VB | SP00 | 814 | 1 | mntprog1 | 2021-03-11 |  | 1002 | V | SPO | 39121520 | 39121520 | 75 | X | [6 empty] | 0 |  | 1 | THB | O |  | 0 | D | 0 |  |  |  |  | Non-Move | Non-Move | Non-Move
390004 | 03 | 75035058340 | RELAY,O/L,TH-T65KP 42A (MI),MITSUBISHI | PT012 | PC | 609 | 45 | 3 | 5 | 32-E-6 | mntprog1 | 2018-07-14 |  | VB | SP00 | 811 | 1 | attagons | 2020-10-14 |  | 1002 | V | SPO | 39121520 | 39121520 | 75 | X | [6 empty] | 0 |  | 1 | THB | O |  | 0 | D | 0 |  |  |  |  | Non-Move | Non-Move | Non-Move
390005 | 03 | 75035058430 | RELAY,O/L,TH-K 60KP,MITSUBISHI,43-65 | PT012 | PC | 609 | 34 | 2 | 4 | 32-E-6 | mntprog1 | 2018-07-14 |  | VB | SP00 | 822 | 1 | attagons | 2020-10-14 |  | 1002 | V | SPO | 39121520 | 39121520 | 75 | X | [6 empty] | 0 |  | 1 | THB | O |  | 0 | D | 0 |  |  |  |  | Non-Move | Non-Move | Non-Move
390006 | 03 | 75035058965 | RELAY,O/L,TH-K 120KP,MITSUBISHI,65-100 A | PT012 | PC | 1052 | 16 | 3 | 6 | 32-E-6 | mntprog1 | 2018-07-14 |  | VB | SP00 | 811 | 1 | attagons | 2020-10-14 |  | 1002 | V | SPO | 39121520 | 39121520 | 75 | X | [6 empty] | 0 |  | 1 | THB | O |  | 0 | D | 0 |  |  |  |  | Non-Move | Non-Move | Non-Move
390007 | 03 | 75035059285 | RELAY,O/L,TH-K 220KP,MITSUBISHI,85-125 A | PT012 | PC | 2565.48 | 14 | 1 | 3 | 32-E-7 | mntprog1 | 2018-07-14 |  | VB | SP00 | 811 | 1 | attagons | 2020-10-14 |  | 1002 | V | SPO | 39121520 | 39121520 | 75 | X | [6 empty] | 0 |  | 1 | THB | O |  | 0 | D | 0 |  |  |  |  | Non-Move | Non-Move | Non-Move
390008 | 03 | 75035059300 | RELAY,O/L,TH-K 220KP,MITSUBISHI | PT012 | PC | 2777.91 | 28 | 1 | 3 | 32-A-8 | mntprog1 | 2018-07-14 |  | VB | SP00 | 822 | 1 | attagons | 2020-10-14 | X | 1002 | V | SPO | 39121520 | 39121520 | 75 | X | [6 empty] | 0 |  | 1 | THB | O |  | 0 | D | 0 |  |  |  |  | Non-Move | Non-Move | Non-Move
390009 | 03 | 75035059320 | RELAY,O/L,TH-K 220KP,MITSUBISHI [5] | PT012 | PC | 2823.6 | 30 | 0 | 0 | 32-A-7 | mntprog1 | 2018-07-14 |  | ND | SP00 | 814 | 1 | attagons | 2020-10-14 | X | 1002 | V | SPO | 39121520 | 39121520 | 75 | X | [6 empty] | 0 |  | 1 | THB | O |  | 0 | D | 0 |  |  |  |  | Non-Move | Non-Move | Non-Move
390010 | 03 | 75035060160 | PROCESSOR 'ALLEN BRADLEY' 3.5 MB {ZN} | PT012 | PC | 196560 | 62 | 0 | 1 | W5-1-D-1 | mntprog1 | 2018-07-14 |  | ZN | SP00 | 812 | 1 | mntprog1 | 2021-04-09 | X | 1002 | V | SPO | 39120000 | 39120000 | 75 | X | [6 empty] | 0 |  | 0 | THB | O |  | 0 | D | 0 |  |  |  |  | Non-Move | Non-Move | Non-Move
390011 | 03 | 75035075115 | EE,RELAY,SKR115AP. 532296 àÅÔ¡¼ÅÔµ [9] | PT011 | PC | 5094.15 | 30 | 0 | 0 | 32-D-2 | mntprog1 | 2018-07-14 |  | ND | SP00 | 814 | 1 | attagons | 2020-10-14 | X | 1002 | V | SPO | 39121500 | 39121500 | 75 | X | [6 empty] | 0 |  | 1 | THB | O |  | 0 | D | 0 |  |  |  |  | Non-Move | Non-Move | Non-Move
390012 | 03 | 75035075217 | MOTOR,THERMISTOR,3RN1010-1CW00,SIEMENS | PT011 | PC | 2250 | 30 | 0 | 1 | 32-C-2 | mntprog1 | 2018-07-14 |  | VB | SP00 | 821 | 1 | attagons | 2020-10-14 | X | 1002 | V | SPO | 26101400 | 26101400 | 75 | X | [6 empty] | 0 |  | 1 | THB | O |  | 0 | D | 0 |  |  |  |  | Non-Move | Non-Move | Non-Move
390013 | 03 | 75035075220 | RELAY,TIME,3RP15741NP30,SIEMENS | PT011 | PC | 1560 | 38 | 0 | 1 | 30-C-2 | mntprog1 | 2018-07-14 |  | VB | SP00 | 822 | 1 | attagons | 2020-10-14 |  | 1002 | V | SPO | 39121519 | 39121519 | 75 | X | [6 empty] | 0 |  | 1 | THB | O |  | 0 | D | 0 |  |  |  |  | Non-Move | Non-Move | Non-Move
390014 | 03 | 75035085000 | RESISTOR,?,?,48267C,(5) | PT010 | PC | 75 | 30 | 0 | 3 | 50-C-8 | mntprog1 | 2018-07-14 |  | ND | SP00 | 824 | 1 | attagons | 2020-10-14 |  | 1002 | V | SPO | 32121609 | 32121609 | 75 | X | [6 empty] | 0 |  | 1 | THB | O |  | 0 | D | 0 |  |  |  |  | Non-Move | Non-Move | Non-Move
390015 | 03 | 75035085020 | RESISTOR,?,?,77869RB,(5) | PT010 | PC | 85 | 30 | 0 | 1 | 30-D-4 | mntprog1 | 2018-07-14 |  | ND | SP00 | 824 | 1 | attagons | 2020-10-14 |  | 1002 | V | SPO | 32121609 | 32121609 | 75 | X | [6 empty] | 0 |  | 1 | THB | O |  | 0 | D | 0 |  |  |  |  | Non-Move | Non-Move | Non-Move
390016 | 03 | 75035085030 | RESISTOR''77869X, | PT010 | PC | 85 | 30 | 0 | 1 | 30-D-4 | mntprog1 | 2018-07-14 |  | ND | SP00 | 824 | 1 | attagons | 2020-10-14 |  | 1002 | V | SPO | 32121609 | 32121609 | 75 | X | [6 empty] | 0 |  | 1 | THB | O |  | 0 | D | 0 |  |  |  |  | Non-Move | Non-Move | Non-Move
390017 | 03 | 75035085060 | RESISTOR,?,?,46030,(5) | PT010 | PC | 65 | 30 | 0 | 2 | 49-D-6 | mntprog1 | 2018-07-14 |  | ND | SP00 | 824 | 1 | attagons | 2020-10-14 |  | 1002 | V | SPO | 32121609 | 32121609 | 75 | X | [6 empty] | 0 |  | 1 | THB | O |  | 0 | D | 0 |  |  |  |  | Non-Move | Non-Move | Non-Move
390018 | 03 | 75035085160 | RESISTOR,?,?,1183695,(5) | PT010 | PC | 65 | 30 | 0 | 1 | 26-A-8 | mntprog1 | 2018-07-14 |  | ND | SP00 | 824 | 1 | attagons | 2020-10-14 |  | 1002 | V | SPO | 32121609 | 32121609 | 75 | X | [6 empty] | 0 |  | 1 | THB | O |  | 0 | D | 0 |  |  |  |  | Non-Move | Non-Move | Non-Move
390019 | 03 | 75035086142 | VARISTOR,RHEOSTAT,1KOHM,200W,D:100mm | PT010 | PC | 5200 | 30 | 0 | 1 | 49-D-8 | mntprog1 | 2018-07-14 |  | ZN | SP00 | 824 | 1 | attagons | 2020-10-14 |  | 1002 | V | SPO | 32121603 | 32121603 | 75 | X | [6 empty] | 0 |  | 1 | THB | O |  | 0 | D | 0 |  |  |  |  | Non-Move | Non-Move | Non-Move
390020 | 03 | 75035090001 | CONTROL TENSION PFEA111 24V DC | PT011 | ST | 63575.14 | 60 | 0 | 1 | 34-D-2 | mntprog1 | 2018-07-14 |  | VB | SP00 | 824 | 1 | mntprog1 | 2020-10-22 |  | 1002 | V | SPO | 23150000 | 23150000 | 75 | X | [6 empty] | 0 |  | 1 | THB | O |  | 0 | D | 0 |  |  |  |  | Non-Move | Non-Move | Non-Move
390021 | 03 | 75035092348 | RELAYoverCURRENT'SIEMENS'SPAS348C [N] | PT011 | PC | 1 | 30 | 0 | 2 | 76-A-8 | mntprog1 | 2018-07-14 |  | ND | SP00 | 814 | 1 | attagons | 2020-10-14 | X | 1002 | V | SPO | 39121520 | 39121520 | 75 | X | [6 empty] | 0 |  | 1 | THB | O |  | 0 | D | 0 |  |  |  |  | Non-Move | Non-Move | Non-Move
390022 | 03 | 75035092353 | RELAY,O/L,RLC-11FH-B,YASKAWA,150 A,{9} | PT011 | PC | 21851.89 | 65 | 0 | 1 | 32-A-3 | mntprog1 | 2018-07-14 |  | ND | SP00 | 822 | 1 | attagons | 2020-10-14 | X | 1002 | V | SPO | 39121520 | 39121520 | 75 | X | [6 empty] | 0 |  | 1 | THB | O |  | 0 | D | 0 |  |  |  |  | Non-Move | Non-Move | Non-Move
390023 | 03 | 75035092357 | RELAY,O/L,RLC11FH,YASKAWA,300A, {ZN} | PT011 | PC | 16431.35 | 258 | 0 | 1 | W5-1-B-1 | mntprog1 | 2018-07-14 |  | ZN | SP00 | 814 | 1 | mntprog1 | 2021-04-09 |  | 1002 | V | SPO | 39121520 | 39121520 | 75 | X | [6 empty] | 0 |  | 0 | THB | O |  | 0 | D | 0 |  |  |  |  | Non-Move | Non-Move | Non-Move
390024 | 03 | 75035092360 | RELAY,O/L,RLC11FH,YASKAWA,500A, {ZN} | PT011 | PC | 48000 | 265 | 0 | 1 | W5-1-B-4 | mntprog1 | 2018-07-14 |  | ZN | SP00 | 814 | 1 | mntprog1 | 2021-04-09 |  | 1002 | V | SPO | 39121520 | 39121520 | 75 | X | [6 empty] | 0 |  | 0 | THB | O |  | 0 | D | 0 |  |  |  |  | Non-Move | Non-Move | Non-Move
390025 | 03 | 75035092365 | RELAY,O/L,RLC11FH,750A,YASKAWA,750A,{ZN} | PT011 | PC | 21419.34 | 258 | 0 | 1 | W5-1-B-1 | mntprog1 | 2018-07-14 |  | ZN | SP00 | 814 | 1 | mntprog1 | 2021-04-09 |  | 1002 | V | SPO | 39121520 | 39121520 | 75 | X | [6 empty] | 0 |  | 0 | THB | O |  | 0 | D | 0 |  |  |  |  | Non-Move | Non-Move | Non-Move
390026 | 03 | 75035092380 | RELAY,O/L,RLC11FH,YASKAWA, {ZN} | PT011 | PC | 28554.99 | 265 | 0 | 1 | W5-1-B-1 | mntprog1 | 2018-07-14 |  | ZN | SP00 | 814 | 1 | mntprog1 | 2021-04-09 |  | 1002 | V | SPO | 39121520 | 39121520 | 75 | X | [6 empty] | 0 |  | 0 | THB | O |  | 0 | D | 0 |  |  |  |  | Non-Move | Non-Move | Non-Move
390027 | 03 | 75035093510 | OVERLOAD''T25DU,10A [8] | PT011 | PC | 3053.2 | 30 | 0 | 1 | 32-C-1 | mntprog1 | 2018-07-14 |  | ND | SP00 | 812 | 1 | attagons | 2020-10-14 |  | 1002 | V | SPO | 39121520 | 39121520 | 75 | X | [6 empty] | 0 |  | 1 | THB | O |  | 0 | D | 0 |  |  |  |  | Non-Move | Non-Move | Non-Move
390028 | 03 | 75035093532 | RELAY,O/L,3UA55002R,SIEMENS,32-40A [8] | PT011 | PC | 380 | 30 | 0 | 1 | 32-C-2 | mntprog1 | 2018-07-14 |  | ND | SP00 | 822 | 1 | attagons | 2020-10-14 | X | 1002 | V | SPO | 39121520 | 39121520 | 75 | X | [6 empty] | 0 |  | 1 | THB | O |  | 0 | D | 0 |  |  |  |  | Non-Move | Non-Move | Non-Move
390029 | 03 | 75035094000 | RELAY,O/L,3UA5040OJ,SIEMENS,0.63-1 A | PT011 | PC | 200 | 30 | 1 | 2 | 32-E-5 | mntprog1 | 2018-07-14 |  | VB | SP00 | 822 | 1 | attagons | 2020-10-14 |  | 1002 | V | SPO | 39121520 | 39121520 | 75 | X | [6 empty] | 0 |  | 1 | THB | O |  | 0 | D | 0 |  |  |  |  | Non-Move | Non-Move | Non-Move
390030 | 03 | 75035094001 | RELAY,O/L,3UA50401A,SIEMENS,1-1.6 A | PT011 | PC | 200 | 41 | 0 | 1 | 32-E-5 | mntprog1 | 2018-07-14 |  | VB | SP00 | 814 | 1 | attagons | 2020-10-14 | X | 1002 | V | SPO | 39121520 | 39121520 | 75 | X | [6 empty] | 0 |  | 1 | THB | O |  | 0 | D | 0 |  |  |  |  | Non-Move | Non-Move | Non-Move
390031 | 03 | 75035094004 | RELAY,O/L,3UA52401E,SIEMENS,2.5-4A | PT011 | PC | 226.25 | 38 | 2 | 4 | 32-E-4 | mntprog1 | 2018-07-14 |  | VB | SP00 | 822 | 1 | attagons | 2020-10-14 |  | 1002 | V | SPO | 39121520 | 39121520 | 75 | X | [6 empty] | 0 |  | 1 | THB | O |  | 0 | D | 0 |  |  |  |  | Non-Move | Non-Move | Non-Move
390032 | 03 | 75035094008 | RELAY,O/L,3UA50401H,SIEMENS,5-8A [5] | PT011 | PC | 206.79 | 60 | 0 | 2 | 32-D-5 | mntprog1 | 2018-07-14 |  | ND | SP00 | 822 | 1 | attagons | 2020-10-14 |  | 1002 | V | SPO | 39121520 | 39121520 | 75 | X | [6 empty] | 0 |  | 1 | THB | O |  | 0 | D | 0 |  |  |  |  | Non-Move | Non-Move | Non-Move
390033 | 03 | 75035094011 | RELAY,O/L,TH-N 20,MITSUBISHI,7-11 | PT011 | PC | 278 | 70 | 1 | 3 | 32-E-5 | mntprog1 | 2018-07-14 |  | VB | SP00 | 822 | 1 | attagons | 2020-10-14 |  | 1002 | V | SPO | 39121520 | 39121520 | 75 | X | [6 empty] | 0 |  | 1 | THB | O |  | 0 | D | 0 |  |  |  |  | Non-Move | Non-Move | Non-Move
390034 | 03 | 75035094013 | RELAY,O/L,TH-N20,MITSUBISHI,9-13 A | PT011 | PC | 278 | 26 | 2 | 4 | 32-E-5 | mntprog1 | 2018-07-14 |  | VB | SP00 | 822 | 1 | attagons | 2020-10-14 |  | 1002 | V | SPO | 39121520 | 39121520 | 75 | X | [6 empty] | 0 |  | 1 | THB | O |  | 0 | D | 0 |  |  |  |  | Non-Move | Non-Move | Non-Move
390035 | 03 | 75035094016 | RELAY,O/L,3UA5940-2A,SIEMENS,10-16AàÅÔ[9 | PT011 | PC | 440 | 62 | 0 | 0 | 32-E-4 | mntprog1 | 2018-07-14 |  | ND | SP00 | 814 | 1 | attagons | 2020-10-14 | X | 1002 | V | SPO | 39121520 | 39121520 | 75 | X | [6 empty] | 0 |  | 1 | THB | O |  | 0 | D | 0 |  |  |  |  | Non-Move | Non-Move | Non-Move
390036 | 03 | 75035094018 | RELAY,O/L,TH-N20,MITSUBISHI,12-18 A | PT011 | PC | 278 | 57 | 2 | 4 | 32-E-5 | mntprog1 | 2018-07-14 |  | VB | SP00 | 814 | 1 | attagons | 2020-10-14 |  | 1002 | V | SPO | 39121520 | 39121520 | 75 | X | [6 empty] | 0 |  | 1 | THB | O |  | 0 | D | 0 |  |  |  |  | Non-Move | Non-Move | Non-Move
390037 | 03 | 75035094022 | RELAY,O/L,TH-N20,MITSUBISHI,16-22 A [5] | PT011 | PC | 326.5 | 80 | 0 | 0 | 32-E-6 | mntprog1 | 2018-07-14 |  | ND | SP00 | 822 | 1 | attagons | 2020-10-14 |  | 1002 | V | SPO | 39121520 | 39121520 | 75 | X | [6 empty] | 0 |  | 1 | THB | O |  | 0 | D | 0 |  |  |  |  | Non-Move | Non-Move | Non-Move
390038 | 03 | 75035094026 | RELAY,O/L,TH-K20TA,MITSUBISHI,18-26 A | PT011 | PC | 278 | 75 | 2 | 4 | 32-E-6 | mntprog1 | 2018-07-14 |  | VB | SP00 | 811 | 1 | attagons | 2020-10-14 |  | 1002 | V | SPO | 39121520 | 39121520 | 75 | X | [6 empty] | 0 |  | 1 | THB | O |  | 0 | D | 0 |  |  |  |  | Non-Move | Non-Move | Non-Move
390039 | 03 | 75035094040 | RELAY,O/L,TH-N20,MITSUBISHI,30-40 A | PT011 | PC | 313 | 60 | 1 | 2 | 32-E-6 | mntprog1 | 2018-07-14 |  | VB | SP00 | 811 | 1 | attagons | 2020-10-14 |  | 1002 | V | SPO | 39121520 | 39121520 | 75 | X | [6 empty] | 0 |  | 1 | THB | O |  | 0 | D | 0 |  |  |  |  | Non-Move | Non-Move | Non-Move
390040 | 03 | 75035094041 | RELAY,O/L,TH-K60TA,MITSUBISHI,30-40 A | PT011 | PC | 465.34 | 113 | 1 | 2 | 32-E-6 | mntprog1 | 2018-07-14 |  | VB | SP00 | 822 | 1 | attagons | 2020-10-14 |  | 1002 | V | SPO | 39121520 | 39121520 | 75 | X | [6 empty] | 0 |  | 1 | THB | O |  | 0 | D | 0 |  |  |  |  | Non-Move | Non-Move | Non-Move
390041 | 03 | 75035094050 | RELAY,O/L,3UA58402F,SIEMENS,32-50A | PT011 | PC | 476.87 | 30 | 0 | 2 | 32-E-7 | mntprog1 | 2018-07-14 |  | VB | SP00 | 822 | 1 | mntprog1 | 2021-01-15 |  | 1002 | V | SPO | 39121520 | 39121520 | 75 | X | [6 empty] | 0 |  | 1 | THB | O |  | 0 | D | 0 |  |  |  |  | Non-Move | Non-Move | Non-Move
390042 | 03 | 75035094051 | RELAY,O/L,3UA6240-2H,SIEMENS,55-80 A | PT011 | PC | 898.6 | 30 | 1 | 2 | 32-E-7 | mntprog1 | 2018-07-14 |  | VB | SP00 | 822 | 1 | attagons | 2020-10-14 |  | 1002 | V | SPO | 39121520 | 39121520 | 75 | X | [6 empty] | 0 |  | 1 | THB | O |  | 0 | D | 0 |  |  |  |  | Non-Move | Non-Move | Non-Move
390043 | 03 | 75035094080 | RELAY,O/L,TH-T100KP 67A MITSUBISHI | PT011 | PC | 678 | 48 | 1 | 6 | 32-E-7 | mntprog1 | 2018-07-14 |  | VB | SP00 | 814 | 1 | attagons | 2020-10-14 |  | 1002 | V | SPO | 39121520 | 39121520 | 75 | X | [6 empty] | 0 |  | 1 | THB | O |  | 0 | D | 0 |  |  |  |  | Non-Move | Non-Move | Non-Move
390044 | 03 | 75035094082 | RELAY,O/L,3UA6240-2W,SIEMENS,63-90 A | PT011 | PC | 924.98 | 30 | 1 | 2 | 32-E-7 | mntprog1 | 2018-07-14 |  | VB | SP00 | 822 | 1 | attagons | 2020-10-14 | X | 1002 | V | SPO | 39121520 | 39121520 | 75 | X | [6 empty] | 0 |  | 1 | THB | O |  | 0 | D | 0 |  |  |  |  | Non-Move | Non-Move | Non-Move
390045 | 03 | 75035094105 | RELAY,O/L,TH-N60TA,MITSUBISHI,85-105A [5 | PT011 | PC | 756.88 | 79 | 0 | 2 | 32-E-8 | mntprog1 | 2018-07-14 |  | ND | SP00 | 814 | 1 | mntprog1 | 2020-11-30 |  | 1002 | V | SPO | 39121520 | 39121520 | 75 | X | [6 empty] | 0 |  | 1 | THB | O |  | 0 | D | 0 |  |  |  |  | Non-Move | Non-Move | Non-Move
390046 | 03 | 75035094120 | RELAY,O/L,3UA62403H,SIEMENS,90-120A [5] | PT011 | PC | 949.07 | 49 | 0 | 2 | 32-E-8 | mntprog1 | 2018-07-14 |  | ND | SP00 | 822 | 1 | attagons | 2020-10-14 |  | 1002 | V | SPO | 39121520 | 39121520 | 75 | X | [6 empty] | 0 |  | 1 | THB | O |  | 0 | D | 0 |  |  |  |  | Non-Move | Non-Move | Non-Move
390047 | 03 | 75035094159 | RELAY,O/L,3UA5940-1D,SIEMENS,2-3.2 A | PT011 | PC | 400 | 65 | 1 | 2 | 32-E-6 | mntprog1 | 2018-07-14 |  | VB | SP00 | 814 | 1 | attagons | 2020-10-14 | X | 1002 | V | SPO | 39121520 | 39121520 | 75 | X | [6 empty] | 0 |  | 1 | THB | O |  | 0 | D | 0 |  |  |  |  | Non-Move | Non-Move | Non-Move
390048 | 03 | 75035094160 | RELAY,O/L,3UA62003L,SIEMENS,135-160A | PT011 | PC | 1057.5 | 46 | 0 | 1 | 32-E-8 | mntprog1 | 2018-07-14 |  | VB | SP00 | 822 | 1 | attagons | 2020-10-14 | X | 1002 | V | SPO | 39121520 | 39121520 | 75 | X | [6 empty] | 0 |  | 1 | THB | O |  | 0 | D | 0 |  |  |  |  | Non-Move | Non-Move | Non-Move
390049 | 03 | 75035094220 | RELAY,O/L,TH-K220RH,MITSUBISHI,140-220 A | PT011 | PC | 2192.5 | 21 | 1 | 2 | 32-A-6 | mntprog1 | 2018-07-14 |  | VB | SP00 | 814 | 1 | attagons | 2020-10-14 | X | 1002 | V | SPO | 39121520 | 39121520 | 75 | X | [6 empty] | 0 |  | 1 | THB | O |  | 0 | D | 0 |  |  |  |  | Non-Move | Non-Move | Non-Move
390050 | 03 | 75035094250 | RELAY,O/L,3RB10661GGO,SIEMENS,50-250A [5 | PT011 | PC | 5787.5 | 86 | 0 | 5 | 32-F-8 | mntprog1 | 2018-07-14 |  | ND | SP00 | 822 | 1 | attagons | 2020-10-14 | X | 1002 | V | SPO | 39121520 | 39121520 | 75 | X | [6 empty] | 0 |  | 1 | THB | O |  | 0 | D | 0 |  |  |  |  | Non-Move | Non-Move | Non-Move
390051 | 03 | 75035096515 | RELAY,POWER,SPAP 1G5 J3-AA,?,?,ABB,{8} | PT011 | PC | 223660 | 30 | 1 | 2 | 33-B-1 | mntprog1 | 2018-07-14 |  | ND | SP00 | 814 | 1 | attagons | 2020-10-14 | X | 1002 | V | SPO | 39121514 | 39121514 | 75 | X | [6 empty] | 0 |  | 1 | THB | O |  | 0 | D | 0 |  |  |  |  | Non-Move | Non-Move | Non-Move
390052 | 03 | 75035098723 | RELAYtransformerTRIP'SIEMENS'MVAA23 [N] | PT011 | PC | 1 | 30 | 0 | 3 | 77-E-6 | mntprog1 | 2018-07-14 |  | ND | SP00 | 814 | 1 | attagons | 2020-10-14 | X | 1002 | V | SPO | 39121500 | 39121500 | 75 | X | [6 empty] | 0 |  | 1 | THB | O |  | 0 | D | 0 |  |  |  |  | Non-Move | Non-Move | Non-Move
390053 | 03 | 75035099013 | RELAYtripMASTER'SIEMENS'MVAJ13 [N] | PT011 | PC | 1 | 30 | 0 | 3 | 77-E-7 | mntprog1 | 2018-07-14 |  | ND | SP00 | 814 | 1 | attagons | 2020-10-14 | X | 1002 | V | SPO | 39121500 | 39121500 | 75 | X | [6 empty] | 0 |  | 1 | THB | O |  | 0 | D | 0 |  |  |  |  | Non-Move | Non-Move | Non-Move
390054 | 03 | 75035099150 | EE,RELAY,SPAM 150C-AA,5,265,ABB | PT011 | PC | 99684 | 124 | 0 | 2 | 77-F-4 | mntprog1 | 2018-07-14 |  | VB | SP00 | 822 | 1 | attagons | 2020-10-14 |  | 1002 | V | SPO | 39121500 | 39121500 | 75 | X | [6 empty] | 0 |  | 1 | THB | O |  | 0 | D | 0 |  |  |  |  | Non-Move | Non-Move | Non-Move
390055 | 03 | 75035099450 | SHUNTRELEASE'MERLINGERLIN'MXA | PT011 | PC | 1 | 30 | 0 | 1 | 32-A-5 | mntprog1 | 2018-07-14 |  | VB | SP00 | 812 | 1 | attagons | 2020-10-14 | X | 1002 | V | SPO | 39120000 | 39120000 | 75 | X | [6 empty] | 0 |  | 1 | THB | O |  | 0 | D | 0 |  |  |  |  | Non-Move | Non-Move | Non-Move
390056 | 03 | 75035101867 | RELAY,O/L,RH18/0.55MP,YASKAWA,0.43-0.67A | PT011 | PC | 285.97 | 59 | 2 | 4 | 32-E-3 | mntprog1 | 2018-07-14 |  | VB | SP00 | 814 | 1 | attagons | 2020-10-14 | X | 1002 | V | SPO | 39121520 | 39121520 | 75 | X | [6 empty] | 0 |  | 1 | THB | O |  | 0 | D | 0 |  |  |  |  | Non-Move | Non-Move | Non-Move
390057 | 03 | 75035103250 | SHUNT RESISTOR 250OHMS,B9604,YOKOGAWA | PT011 | PC | 1407.78 | 65 | 2 | 6 | 29-D-1 | mntprog1 | 2018-07-14 |  | VB | SP00 | 824 | 1 | attagons | 2020-10-14 | X | 1002 | V | SPO | 39120000 | 39120000 | 75 | X | [6 empty] | 0 |  | 1 | THB | O |  | 0 | D | 0 |  |  |  | 75035103250 | Non-Move | Move | Move
390058 | 03 | 75035104110 | EE,RELAY ,265 V DC,SPAU 110C-AA | PT011 | PC | 85360 | 30 | 0 | 1 | 76-B-7 | mntprog1 | 2018-07-14 |  | VB | SP00 | 814 | 1 | attagons | 2020-10-14 | X | 1002 | V | SPO | 39121500 | 39121500 | 75 | X | [6 empty] | 0 |  | 1 | THB | O |  | 0 | D | 0 |  |  |  |  | Non-Move | Non-Move | Non-Move
390059 | 03 | 75035105250 | RESISTOR,250 OHM (only),1/2 W (100 PC/PA | PT011 | PC | 1 | 30 | 20 | 60 | 29-D-1 | mntprog1 | 2018-07-14 |  | VB | SP00 | 824 | 1 | attagons | 2020-10-14 | X | 1002 | V | SPO | 32121609 | 32121609 | 75 | X | [6 empty] | 0 |  | 1 | THB | O |  | 0 | D | 0 |  |  |  |  | Non-Move | Non-Move | Non-Move
390060 | 03 | 75035106084 | RELAY,O/L,JBAMP0084OM,YASKAWA, {ZN} | PT011 | PC | 267400 | 412 | 0 | 1 | W5,1-D-4 | mntprog1 | 2018-07-14 |  | ZN | SP00 | 814 | 1 | mntprog1 | 2021-04-09 |  | 1002 | V | SPO | 39121520 | 39121520 | 75 | X | [6 empty] | 0 |  | 0 | THB | O |  | 0 | D | 0 |  |  |  |  | Non-Move | Non-Move | Non-Move
390061 | 03 | 75035108772 | ROD 877A21,EMOIII, KADANT UK | PT011 | PC | 2924.81 | 64 | 2 | 6 | 22-B-1 | mntprog1 | 2018-07-14 |  | VB | SP00 | C0E | 1 | mntprog1 | 2021-01-15 |  | 1002 | V | SPO | 39120000 | 39120000 | 75 | X | [6 empty] | 0 |  | 1 | THB | O |  | 0 | D | 0 |  |  |  |  | Non-Move | Non-Move | Non-Move
390062 | 03 | 75035111915 | RING''A21915,EMOIII | PT011 | PC | 680.63 | 126 | 4 | 8 | 22-C-3 | mntprog1 | 2018-07-14 |  | VB | SP00 | 847 | 1 | attagons | 2020-10-14 |  | 1002 | V | SPO | 23150000 | 23150000 | 75 | X | [6 empty] | 0 |  | 1 | THB | O |  | 0 | D | 0 |  |  |  |  | Non-Move | Non-Move | Non-Move
390063 | 03 | 75035115227 | ORING 2-1/8" X 1/8W EMOIII VITON ¹»·. | PT011 | PC | 100 | 90 | 0 | 0 | 80-O-28 | mntprog1 | 2018-07-14 |  | ND | SP00 | 838 | 1 | attagons | 2020-10-14 | X | 1002 | V | SPO | 23150000 | 23150000 | 75 | X | [6 empty] | 0 |  | 1 | THB | O |  | 0 | D | 0 |  |  |  |  | Non-Move | Non-Move | Non-Move
390064 | 03 | 75035115230 | ORING,2-1/2 X1/8 W EMOIII VITON ¹»·. | PT011 | PC | 145.87 | 90 | 0 | 0 | 80-M-29 | mntprog1 | 2018-07-14 |  | ND | SP00 | C02 | 1 | attagons | 2020-10-14 |  | 1002 | V | SPO | 23150000 | 23150000 | 75 | X | [6 empty] | 0 |  | 1 | THB | O |  | 0 | D | 0 |  |  |  |  | Non-Move | Non-Move | Non-Move
390065 | 03 | 75035115361 | ORING',6" X 3/16" EMOIII ,NBR ¹»· [5] | PT011 | PC | 747.72 | 75 | 0 | 1 | 80-C-4 | mntprog1 | 2018-07-14 |  | ND | SP00 | 838 | 1 | attagons | 2020-10-14 | X | 1002 | V | SPO | 23150000 | 23150000 | 75 | X | [6 empty] | 0 |  | 1 | THB | O |  | 0 | D | 0 |  |  |  |  | Non-Move | Non-Move | Non-Move
390066 | 03 | 75035116008 | O-RING,EPDM,ID 8 MM,OD 10 MM,1 MM | PT011 | PC | 34.87 | 60 | 5 | 10 | 80-T-1 | mntprog1 | 2018-07-14 |  | VB | SP00 | 847 | 1 | attagons | 2020-10-14 |  | 1002 | V | SPO | 31181506 | 31181506 | 75 | X | [6 empty] | 0 |  | 1 | THB | O |  | 0 | D | 0 |  |  | 75035116008 | 75035116008 | Move | Move | Move
390067 | 03 | 75035116039 | RING-O TYPE 39 P/N93 S0020 MAT.VITON [5] | PT011 | PC | 2915 | 30 | 0 | 0 | 80-L-22 | mntprog1 | 2018-07-14 |  | ND | SP00 | 838 | 1 | attagons | 2020-10-14 | X | 1002 | V | SPO | 23150000 | 23150000 | 75 | X | [6 empty] | 0 |  | 1 | THB | O |  | 0 | D | 0 |  |  |  |  | Non-Move | Non-Move | Non-Move
390068 | 03 | 75035130003 | ROLLER LEVER'SIEMENS'3SX3102,3SX3102 | PT011 | PC | 574.84 | 70 | 1 | 4 | 24-D-1 | mntprog1 | 2018-07-14 |  | VB | SP00 | 812 | 1 | attagons | 2020-10-14 |  | 1002 | V | SPO | 39120000 | 39120000 | 75 | X | [6 empty] | 0 |  | 1 | THB | O |  | 0 | D | 0 |  |  |  |  | Non-Move | Non-Move | Non-Move
390069 | 03 | 75035130010 | MOTOR,ROTOR,GEET/160DD/5.5KW,YASKAWA,(5) | PT010 | PC | 37856 | 30 | 0 | 1 | H4-A-5 | mntprog1 | 2018-07-14 |  | ND | SP00 |  | 1 | attagons | 2020-10-14 | X | 1002 | V | SPO | 26101400 | 26101400 | 75 | X | [6 empty] | 0 |  | 1 | THB | O |  | 0 | D | 0 |  |  |  |  | Non-Move | Non-Move | Non-Move
390070 | 03 | 75035130043 | MOTOR,ROTOR,GCPLT-GK/200B/37KW,YASKAWA | PT010 | PC | 47710 | 30 | 0 | 1 | H4-A-5 | mntprog1 | 2018-07-14 |  | ND | SP00 |  | 1 | attagons | 2020-10-14 | X | 1002 | V | SPO | 26101400 | 26101400 | 75 | X | [6 empty] | 0 |  | 1 | THB | O |  | 0 | D | 0 |  |  |  |  | Non-Move | Non-Move | Non-Move
390071 | 03 | 75035130095 | MOTOR,ROTOR,GCPR-K/315D/200KW,?,(5) | PT010 | PC | 171938 | 30 | 0 | 1 | H4-A-5 | mntprog1 | 2018-07-14 |  | ND | SP00 |  | 1 | attagons | 2020-10-14 | X | 1002 | V | SPO | 26101400 | 26101400 | 75 | X | [6 empty] | 0 |  | 1 | THB | O |  | 0 | D | 0 |  |  |  |  | Non-Move | Non-Move | Non-Move
390072 | 03 | 75035140586 | ENCODER,E6B2CWZ6C,OMRON,(5) | PT010 | PC | 4398 | 30 | 0 | 1 | 27-E-1 | mntprog1 | 2018-07-14 |  | ND | SP00 | 814 | 1 | attagons | 2020-10-14 |  | 1002 | V | SPO | 39121527 | 39121527 | 75 | X | [6 empty] | 0 |  | 1 | THB | O |  | 0 | D | 0 |  |  |  |  | Non-Move | Non-Move | Non-Move
390073 | 03 | 75035140590 | CONTACTOR,HGF0-978C,YASKAWA,PM3 | PT010 | PC | 450000 | 60 | 0 | 1 | MCC-PM.3 | mntprog1 | 2018-07-14 |  | VB | SP00 | 822 | 1 | mntprog1 | 2021-06-08 | X | 1002 | V | SPO | 39121529 | 39121529 | 75 | X | [6 empty] | 0 |  | 1 | THB | O |  | 0 | D | 0 |  |  |  |  | Non-Move | Non-Move | Non-Move
390074 | 03 | 75035200360 | MOTOR PROTECT SWITCH MS16,PM16(5) | PT010 | PC | 2200 | 30 | 0 | 1 | 73-D-2 | mntprog1 | 2018-07-14 |  | ND | SP00 | 821 | 1 | attagons | 2020-10-14 |  | 1002 | V | SPO |  | 23150000 | 75 |  |  |  | Z7500 |  |  |  | 0 |  | 1 | THB | O |  | 0 | D | 0 |  |  |  |  | Non-Move | Non-Move | Non-Move
390075 | 03 | 75035202360 | MOTOR PROTECT SWITCH TS 5.0 A 3F | PT010 | PC | 4000 | 30 | 0 | 1 | 73-D-2 | mntprog1 | 2018-07-14 |  | ND | SP00 | 821 | 1 | attagons | 2020-10-14 |  | 1002 | V | SPO |  | 2315000 | 75 |  |  |  | Z7500 |  |  |  | 0 |  | 1 | THB | O |  | 0 | D | 0 |  |  |  |  | Non-Move | Non-Move | Non-Move
390076 | 03 | 75035204360 | MOTOR PROTECT SWITCH TS 12.5 A 3FPM16(5) | PT010 | PC | 4500 | 30 | 0 | 1 | 73-D-2 | mntprog1 | 2018-07-14 |  | ND | SP00 | 821 | 1 | attagons | 2020-10-14 |  | 1002 | V | SPO |  | 23150000 | 75 |  |  |  | Z7500 |  |  |  | 0 |  | 1 | THB | O |  | 0 | D | 0 |  |  |  |  | Non-Move | Non-Move | Non-Move
390077 | 03 | 75035250172 | BEAMsensor'SUNX'NX72MD(VFRM5T), | PT010 | ST | 1960 | 22 | 0 | 2 | 49-B-3 | mntprog1 | 2018-07-14 |  | VB | SP00 | 814 | 1 | attagons | 2020-10-14 | X | 1002 | V | SPO | 39121528 | 39121528 | 75 | X | [6 empty] | 0 |  | 1 | THB | O |  | 0 | D | 0 |  |  | 75035250172 | 75035250172 | Move | Move | Move
390078 | 03 | 75035250189 | BEAM SENSOR SUNX PANASONEC EQ-501T | PT010 | ST | 3990 | 40 | 1 | 3 | 49-B-3 | mntprog1 | 2018-07-14 |  | VB | SP00 | 814 | 1 | attagons | 2020-10-14 | X | 1002 | V | SPO | 39121528 | 39121528 | 75 | X | [6 empty] | 0 |  | 1 | THB | O |  | 0 | D | 0 |  |  |  |  | Non-Move | Non-Move | Non-Move
390079 | 03 | 75035250240 | BEAM SENSOR "SUNX" NX71D(VF-M10,D-14505) | PT010 | ST | 1979.75 | 36 | 2 | 4 | 49-B-3 | mntprog1 | 2018-07-14 |  | VB | SP00 | 814 | 1 | attagons | 2020-10-14 | X | 1002 | V | SPO | 39121528 | 39121528 | 75 | X | [6 empty] | 0 |  | 1 | THB | O |  | 0 | D | 0 |  |  |  |  | Non-Move | Non-Move | Non-Move
390080 | 03 | 75035310001 | MODULE,6SL3120-1TR21-8AD0+ข้อต่อ | PT012 | PC | 42033.34 | 50 | 1 | 2 | 114-B-1 | mntprog1 | 2018-07-14 |  | VB | SP00 | 821 | 1 | mntprog1 | 2020-11-30 |  | 1002 | V | SPO | 43201500 | 43201500 | 75 | X | [6 empty] | 0 |  | 1 | THB | O |  | 0 | D | 0 |  |  |  |  | Non-Move | Non-Move | Non-Move
390081 | 03 | 75035310002 | MODULE,6SL3120-1TE23-0AA1,SIEMENS | PT012 | PC | 72400 | 75 | 0 | 1 | 114-D-5 | mntprog1 | 2018-07-14 |  | VB | SP00 | 821 | 1 | attagons | 2020-10-14 |  | 1002 | V | SPO | 43201500 | 43201500 | 75 | X | [6 empty] | 0 |  | 1 | THB | O |  | 0 | D | 0 |  |  |  |  | Non-Move | Non-Move | Non-Move
390082 | 03 | 75035310003 | MODULE,6SL3120-1TE24-5AA1,SIEMENS [SD] | PT012 | PC | 76900 | 60 | 0 | 1 | 114-B-2 | mntprog1 | 2018-07-14 |  | VB | SP00 | 821 | 1 | attagons | 2020-10-14 | X | 1002 | V | SPO | 43201500 | 43201500 | 75 | X | [6 empty] | 0 |  | 1 | THB | O |  | 0 | D | 0 |  |  |  |  | Non-Move | Non-Move | Non-Move
390083 | 03 | 75035310004 | MODULE,6SL3120-1TE26-0AA1,SIEMENS | PT012 | PC | 95854.81 | 60 | 0 | 1 | 78-1 | mntprog1 | 2018-07-14 |  | VB | SP00 | 821 | 1 | attagons | 2020-10-14 |  | 1002 | V | SPO | 43201500 | 43201500 | 75 | X | [6 empty] | 0 |  | 1 | THB | O |  | 0 | D | 0 |  |  |  |  | Non-Move | Non-Move | Non-Move
390084 | 03 | 75035310005 | MODULE,6SL3120-1TE28-5AA3,SIEMENS | PT012 | PC | 111700 | 60 | 1 | 2 | 78-3 | mntprog1 | 2018-07-14 |  | VB | SP00 | 821 | 1 | attagons | 2020-10-14 |  | 1002 | V | SPO | 43201500 | 43201500 | 75 | X | [6 empty] | 0 |  | 1 | THB | O |  | 0 | D | 0 |  |  |  |  | Non-Move | Non-Move | Non-Move
390085 | 03 | 75035310006 | MODULE,6SL3120-1TE31-3AA0,SIEMENS | PT012 | PC | 148425 | 60 | 1 | 3 | 78-4 | mntprog1 | 2018-07-14 |  | VB | SP00 | 821 | 1 | attagons | 2020-10-14 |  | 1002 | V | SPO | 43201500 | 43201500 | 75 | X | [6 empty] | 0 |  | 1 | THB | O |  | 0 | D | 0 |  |  |  |  | Non-Move | Non-Move | Non-Move
390086 | 03 | 75035310007 | MODULE,6SL3120-1TE32-0AA0,SIEMENS *UR | PT012 | PC | 181000 | 75 | 1 | 2 | 78-2 | mntprog1 | 2018-07-14 |  | VB | SP00 | 821 | 1 | attagons | 2020-10-14 |  | 1002 | V | SPO | 43201500 | 43201500 | 75 | X | [6 empty] | 0 |  | 1 | THB | O |  | 0 | D | 0 |  |  |  |  | Non-Move | Non-Move | Non-Move
390087 | 03 | 75035310008 | MODULE,AC DRIVE 380A,6SL3320-1TE33-8AA3 | PT012 | PC | 354000 | 90 | 0 | 1 | 78-20 | mntprog1 | 2018-07-14 |  | VB | SP00 | 821 | 1 | mntprog1 | 2021-04-20 | X | 1002 | V | SPO | 43201500 | 43201500 | 75 | X | [6 empty] | 0 |  | 1 | THB | O |  | 0 | D | 0 |  |  |  |  | Non-Move | Non-Move | Non-Move
390088 | 03 | 75035310009 | MODULE,6SL3320-1TE36-1AA0,SIEMENS | PT012 | PC | 485000 | 0 | 0 | 1 | 78-28 | mntprog1 | 2018-07-14 |  | VB | SP00 | 821 | 1 | attagons | 2020-10-14 | X | 1002 | V | SPO | 43201500 | 43201500 | 75 | X | [6 empty] | 0 |  | 1 | THB | O |  | 0 | D | 0 |  |  |  |  | Non-Move | Non-Move | Non-Move
390089 | 03 | 75035310010 | MODULE,AC DRIVE 260A,SIEMENS | PT012 | PC | 242000 | 104 | 0 | 1 | 78-23 | mntprog1 | 2018-07-14 |  | VB | SP00 | 821 | 1 | attagons | 2020-10-14 |  | 1002 | V | SPO | 43201500 | 43201500 | 75 | X | [6 empty] | 0 |  | 1 | THB | O |  | 0 | D | 0 |  |  |  |  | Non-Move | Non-Move | Non-Move
390090 | 03 | 75035315041 | AC SIGNAL PROCESSOR,700ACSP,HONEYWELL | PT011 | PC | 56100 | 60 | 0 | 1 | 33-B-8 | mntprog1 | 2018-07-14 |  | VB | SP00 | 822 | 1 | attagons | 2020-10-14 |  | 1002 | V | SPO | 46191504 | 46191504 | 75 | X | [6 empty] | 0 |  | 1 | THB | O |  | 0 | D | 0 |  |  |  |  | Non-Move | Non-Move | Non-Move
390091 | 03 | 75035320050 | SHAFTforMOTOR'ALLIS'RGZ,FRAME 254T 1450R | PT010 | PC | 3375.81 | 30 | 0 | 1 | 27-A-2 | mntprog1 | 2018-07-14 |  | ND | SP00 |  | 1 | attagons | 2020-10-14 |  | 1002 | V | SPO | 23150000 | 23150000 | 75 | X | [6 empty] | 0 |  | 1 | THB | O |  | 0 | D | 0 |  |  |  |  | Non-Move | Non-Move | Non-Move
390092 | 03 | 75035321576 | CR TRIGGER UNIT PCA P/N 191576 [8] | PT011 | PC | 30193 | 30 | 0 | 0 | 33-C-8 | mntprog1 | 2018-07-14 |  | ND | SP00 | 822 | 1 | mntprog1 | 2020-05-10 | X | 1002 | V | SPO | 39120000 | 39120000 | 75 | X | [6 empty] | 0 |  | 1 | THB | O |  | 0 | D | 0 |  |  |  |  | Non-Move | Non-Move | Non-Move
390093 | 03 | 75035322100 | SHUTTER''14423344005,,(5) | PT010 | ST | 860 | 30 | 0 | 6 | 50-A-8 | mntprog1 | 2018-07-14 |  | ND | SP00 |  | 1 | attagons | 2020-10-14 |  | 1002 | V | SPO | 39120000 | 39120000 | 75 | X | [6 empty] | 0 |  | 1 | THB | O |  | 0 | D | 0 |  |  |  |  | Non-Move | Non-Move | Non-Move
390094 | 03 | 75035322105 | SHUNT CLOSING RELEASE,220/240V,ABB,(8) | PT010 | ST | 20000 | 45 | 0 | 1 | 50-D-1 | mntprog1 | 2018-07-14 |  | ND | SP00 |  | 1 | attagons | 2020-10-14 |  | 1002 | V | SPO | 39120000 | 39120000 | 75 | X | [6 empty] | 0 |  | 1 | THB | O |  | 0 | D | 0 |  |  |  |  | Non-Move | Non-Move | Non-Move
390095 | 03 | 75035322629 | SCAPER ARM ROD, EMOIII | PT011 | PC | 2493.91 | 57 | 2 | 6 | 22-C-5 | mntprog1 | 2018-07-14 |  | VB | SP00 | C09 | 1 | attagons | 2020-10-14 |  | 1002 | V | SPO | 39120000 | 39120000 | 75 | X | [6 empty] | 0 |  | 1 | THB | O |  | 0 | D | 0 |  |  |  |  | Non-Move | Non-Move | Non-Move
390096 | 03 | 75035323005 | RELAY,SOCKET,P2RF-05-E,OMRON | PT010 | PC | 80 | 30 | 2 | 10 | 49-E-3 | mntprog1 | 2018-07-14 |  | VB | SP00 | 811 | 1 | attagons | 2020-10-14 |  | 1002 | V | SPO | 39121516 | 39121516 | 75 | X | [6 empty] | 0 |  | 1 | THB | O |  | 0 | D | 0 |  |  | 75035323005 | 75035323005 | Move | Move | Move
390097 | 03 | 75035324180 | PCB,MODULE CAN -16DI/P224180 àÅÔ¡¼ÅÔ[9 | PT012 | PC | 15540 | 29 | 0 | 0 | 33-C-4 | mntprog1 | 2018-07-14 |  | ND | SP00 | 824 | 1 | attagons | 2020-10-14 |  | 1002 | V | SPO | 32101513 | 32101513 | 75 | X | [6 empty] | 0 |  | 1 | THB | O |  | 0 | D | 0 |  |  |  |  | Non-Move | Non-Move | Non-Move
390098 | 03 | 75035324185 | PCB,MODULE CAN 16DO,MOELLER àÅÔ¡¼ÅÔµ[9] | PT012 | PC | 23855 | 29 | 0 | 0 | 33-B-4 | mntprog1 | 2018-07-14 |  | ND | SP00 | 824 | 1 | attagons | 2020-10-14 |  | 1002 | V | SPO | 32101513 | 32101513 | 75 | X | [6 empty] | 0 |  | 1 | THB | O |  | 0 | D | 0 |  |  |  |  | Non-Move | Non-Move | Non-Move
390099 | 03 | 75035328171 | SCREWPAN'LG',1032*3/8"EMOIII | PT011 | PC | 129.57 | 90 | 3 | 6 | 22-C-2 | mntprog1 | 2018-07-14 |  | VB | SP00 | C09 | 1 | attagons | 2020-10-14 | X | 1002 | V | SPO | 23150000 | 23150000 | 75 | X | [6 empty] | 0 |  | 1 | THB | O |  | 0 | D | 0 |  |  |  |  | Non-Move | Non-Move | Non-Move
390100 | 03 | 75035329046 | SCREWSET'LG',1032*3/8"EMOIII | PT011 | PC | 193.53 | 126 | 3 | 6 | 22-C-4 | mntprog1 | 2018-07-14 |  | VB | SP00 | C0E | 1 | attagons | 2020-10-14 |  | 1002 | V | SPO | 23150000 | 23150000 | 75 | X | [6 empty] | 0 |  | 1 | THB | O |  | 0 | D | 0 |  |  |  |  | Non-Move | Non-Move | Non-Move
390101 | 03 | 75035329230 | COM REF,COMP. R-407C-24000,ZR28K3E-PFJ | PT011 | PC | 9133.33 | 65 | 1 | 2 | 10-A-2 | mntprog1 | 2018-07-14 |  | VB | SP00 | 837 | 1 | attagons | 2020-10-14 |  | 1002 | V | SPO | 40151607 | 40151607 | 75 | X | [6 empty] | 0 |  | 1 | THB | O |  | 0 | D | 0 |  |  |  |  | Non-Move | Non-Move | Non-Move
390102 | 03 | 75035329342 | COM REF,COMP. R-407C-35200,ZR42 K3E PFJ | PT011 | PC | 9540 | 65 | 1 | 2 | 10-A-4 | mntprog1 | 2018-07-14 |  | VB | SP00 | 837 | 1 | attagons | 2020-10-14 |  | 1002 | V | SPO | 40151607 | 40151607 | 75 | X | [6 empty] | 0 |  | 1 | THB | O |  | 0 | D | 0 |  |  |  |  | Non-Move | Non-Move | Non-Move
390103 | 03 | 75035329457 | COM REF,COMP. R-407C-45200,ZR54 KCE-TFD | PT011 | PC | 12720 | 30 | 1 | 2 | 10-A-5 | mntprog1 | 2018-07-14 |  | VB | SP00 | 837 | 1 | attagons | 2020-10-14 |  | 1002 | V | SPO | 40151607 | 40151607 | 75 | X | [6 empty] | 0 |  | 1 | THB | O |  | 0 | D | 0 |  |  |  |  | Non-Move | Non-Move | Non-Move
390104 | 03 | 75035329672 | COM REF,COMP.R-407C-56700,ZR68 KCE-TFD*U | PT011 | PC | 15600 | 30 | 1 | 2 | 10-A-7 | mntprog1 | 2018-07-14 |  | VB | SP00 | 837 | 1 | attagons | 2020-10-14 |  | 1002 | V | SPO | 40151607 | 40151607 | 75 | X | [6 empty] | 0 |  | 1 | THB | O |  | 0 | D | 0 |  |  |  |  | Non-Move | Non-Move | Non-Move
390105 | 03 | 75035330001 | MOULTITOUCH 12" WITH ETHERNET,V912ISD,BA | PT011 | PC | 86500 | 30 | 0 | 1 | 33-B-1 | mntprog1 | 2018-07-14 |  | VB | SP00 | 824 | 1 | attagons | 2020-10-14 |  | 1002 | V | SPO | 43211902 | 43211902 | 75 | X | [6 empty] | 0 |  | 1 | THB | O |  | 0 | D | 0 |  |  |  |  | Non-Move | Non-Move | Non-Move
390106 | 03 | 75035335318 | SEAL,13.5X18X1.5 MM,TC,NBR | PT011 | ST | 155.1 | 0 | 5 | 10 | 80-H-12 | mntprog1 | 2018-07-14 |  | VB | SP00 | 838 | 1 | attagons | 2020-10-14 |  | 1002 | V | SPO | 31181602 | 31181602 | 75 | X | [6 empty] | 0 |  | 1 | THB | O |  | 0 | D | 0 |  |  |  |  | Non-Move | Non-Move | Non-Move
390107 | 03 | 75035335426 | SEAL,SHAFT (FRONT),?,A15426, EMOIII [9] | PT011 | PC | 920.28 | 62 | 2 | 5 | 80-H-12 | mntprog1 | 2018-07-14 |  | ND | SP00 | C0E | 1 | attagons | 2020-10-14 |  | 1002 | V | SPO | 31181600 | 31181600 | 75 | X | [6 empty] | 0 |  | 1 | THB | O |  | 0 | D | 0 |  |  |  |  | Non-Move | Non-Move | Non-Move
390108 | 03 | 75035338487 | STAND OFFSEAL A5487, EMOIII,A5487 Â¡[9] | PT011 | PC | 133.75 | 30 | 0 | 0 | 22-C-3 | mntprog1 | 2018-07-14 |  | ND | SP00 | C09 | 1 | attagons | 2020-10-14 |  | 1002 | V | SPO | 39120000 | 39120000 | 75 | X | [6 empty] | 0 |  | 1 | THB | O |  | 0 | D | 0 |  |  |  |  | Non-Move | Non-Move | Non-Move
390109 | 03 | 75035340716 | SEMICON.'SIEMENS'TY/D13SKKH57716E [ZN] | PT011 | PC | 1 | 30 | 0 | 1 | W5-,A2-F-2 | mntprog1 | 2018-07-14 |  | ZN | SP00 |  | 1 | mntprog1 | 2021-04-09 | X | 1002 | V | SPO | 39120000 | 39120000 | 75 | X | [6 empty] | 0 |  | 0 | THB | O |  | 0 | D | 0 |  |  |  |  | Non-Move | Non-Move | Non-Move
390110 | 03 | 75035342663 | BRACKET SENSOR DWG#822663,EMOIII | PT011 | PC | 1560.55 | 56 | 1 | 3 | 22-C-2 | mntprog1 | 2018-07-14 |  | VB | SP00 | C09 | 1 | attagons | 2020-10-14 |  | 1002 | V | SPO | 39120000 | 39120000 | 75 | X | [6 empty] | 0 |  | 1 | THB | O |  | 0 | D | 0 |  |  |  |  | Non-Move | Non-Move | Non-Move
390111 | 03 | 75035342783 | PHOTO SW,GT2S-PN,SEEKA/TAKEX | PT011 | PC | 3100 | 0 | 0 | 1 | 22-C-3 | mntprog1 | 2018-07-14 |  | VB | SP00 | 814 | 1 | attagons | 2020-10-14 | X | 1002 | V | SPO | 39121562 | 39121562 | 75 | X | [6 empty] | 0 |  | 1 | THB | O |  | 0 | D | 0 |  |  |  |  | Non-Move | Non-Move | Non-Move
390112 | 03 | 75035342819 | DCS,WINDOW SENSOR,128819-001,ABB | PT011 | PC | 2500 | 75 | 0 | 1 | 75-D-7 | mntprog1 | 2018-07-14 |  | VB | SP00 | 824 | 1 | attagons | 2020-10-14 | X | 1002 | V | SPO | 32152000 | 32152000 | 75 | X | [6 empty] | 0 |  | 1 | THB | O |  | 0 | D | 0 |  |  |  |  | Non-Move | Non-Move | Non-Move
390113 | 03 | 75035343000 | SERVICE SET',EP14,291579A,?,{9} | PT011 | ST | 1 | 65 | 0 | 1 | 22-C-2 | mntprog1 | 2018-07-14 |  | ND | SP00 | 847 | 1 | mntprog1 | 2019-05-26 | X | 1002 | V | SPO | 39120000 | 39120000 | 75 | X | [6 empty] | 0 |  | 1 | THB | O |  | 0 | D | 0 |  |  |  |  | Non-Move | Non-Move | Non-Move
390114 | 03 | 75035343010 | SERVICE SET P/N 291580 A,PB#14 [ZN] | PT011 | ST | 1 | 30 | 0 | 1 | W5-A-2 | mntprog1 | 2018-07-14 |  | ZN | SP00 |  | 1 | mntprog1 | 2021-04-09 | X | 1002 | V | SPO | 39120000 | 39120000 | 75 | X | [6 empty] | 0 |  | 0 | THB | O |  | 0 | D | 0 |  |  |  |  | Non-Move | Non-Move | Non-Move
390115 | 03 | 75035347651 | SHAFT C16651,EMOIII [SD] | PT011 | PC | 32235.9 | 55 | 0 | 1 | 22-B-2 | mntprog1 | 2018-07-14 |  | VB | SP00 | C02 | 1 | mntprog1 | 2021-01-22 |  | 1002 | V | SPO | 23150000 | 23150000 | 75 | X | [6 empty] | 0 |  | 1 | THB | O |  | 0 | D | 0 |  |  |  |  | Non-Move | Non-Move | Non-Move
390116 | 03 | 75035349625 | MOTOR,DISC,TCBT 550-1250A,COELME | PT011 | PC | 1 | 30 | 0 | 1 | 26-E-7 | mntprog1 | 2018-07-14 |  | VB | SP00 |  | 1 | attagons | 2020-10-14 | X | 1002 | V | SPO | 26101400 | 26101400 | 75 | X | [6 empty] | 0 |  | 1 | THB | O |  | 0 | D | 0 |  |  |  |  | Non-Move | Non-Move | Non-Move
390117 | 03 | 75035350001 | MOTOR CHOCK,AX2090-MD50-0012,BACKHOFF | PT011 | PC | 12400 | 50 | 0 | 1 | 27-C-7 | mntprog1 | 2018-07-14 |  | VB | SP00 | 821 | 1 | attagons | 2020-10-14 |  | 1002 | V | SPO | 26101205 | 26101205 | 75 | X | [6 empty] | 0 |  | 1 | THB | O |  | 0 | D | 0 |  |  |  |  | Non-Move | Non-Move | Non-Move
390118 | 03 | 75035352140 | EE,RELAY SYNCHROCHECK,SPAU140C [5] | PT011 | PC | 129000 | 65 | 0 | 1 | 33-B-2 | mntprog1 | 2018-07-14 |  | ND | SP00 | 814 | 1 | attagons | 2020-10-14 | X | 1002 | V | SPO | 39121500 | 39121500 | 75 | X | [6 empty] | 0 |  | 1 | THB | O |  | 0 | D | 0 |  |  |  |  | Non-Move | Non-Move | Non-Move
390119 | 03 | 75035355610 | SHUNT''532610,EP14 [8] | PT011 | PC | 1 | 30 | 0 | 1 | 29-B-2 | mntprog1 | 2018-07-14 |  | ND | SP00 | 812 | 1 | attagons | 2020-10-14 | X | 1002 | V | SPO | 39121600 | 39121600 | 75 | X | [6 empty] | 0 |  | 1 | THB | O |  | 0 | D | 0 |  |  |  |  | Non-Move | Non-Move | Non-Move
390120 | 03 | 75035365070 | CABLE ACC,SLEEVE,70MM 2HIGH VOLT | PT011 | PC | 143.44 | 90 | 3 | 4 | 30-E-7 | mntprog1 | 2018-07-14 |  | VB | SP00 | 811 | 1 | attagons | 2020-10-14 | X | 1002 | V | SPO | 26121630 | 26121630 | 75 | X | [6 empty] | 0 |  | 1 | THB | O |  | 0 | D | 0 |  |  |  |  | Non-Move | Non-Move | Non-Move
390121 | 03 | 75035373810 | SPRAY HEAD VIB 20473 DIA.5 MM. [ZN] | PT011 | PC | 30583.54 | 90 | 0 | 2 | W5-C-2 | mntprog1 | 2018-07-14 |  | ZN | SP00 | C07 | 1 | mntprog1 | 2021-04-09 | X | 1002 | V | SPO | 23150000 | 23150000 | 75 | X | [6 empty] | 0 |  | 0 | THB | O |  | 0 | D | 0 |  |  |  |  | Non-Move | Non-Move | Non-Move
390122 | 03 | 75035390000 | RELAY,SOCKET,PTF-14A,OMRON | PT011 | PC | 120 | 67 | 2 | 6 | 32-D-8 | mntprog1 | 2018-07-14 |  | VB | SP00 | 811 | 1 | attagons | 2020-10-14 |  | 1002 | V | SPO | 39121516 | 39121516 | 75 | X | [6 empty] | 0 |  | 1 | THB | O |  | 0 | D | 0 |  |  |  |  | Non-Move | Non-Move | Non-Move
390123 | 03 | 75035390005 | RELAY,SOCKET,P2RF-05-E,OMRON | PT011 | PC | 80 | 60 | 2 | 4 | 32-D-7 | mntprog1 | 2018-07-14 |  | VB | SP00 | 811 | 1 | attagons | 2020-10-14 |  | 1002 | V | SPO | 39121516 | 39121516 | 75 | X | [6 empty] | 0 |  | 1 | THB | O |  | 0 | D | 0 |  |  |  |  | Non-Move | Non-Move | Non-Move
390124 | 03 | 75035390011 | RELAY,SOCKET,P2CF-11,OMRON | PT011 | UT | 135.75 | 47 | 2 | 4 | 32-D-8 | mntprog1 | 2018-07-14 |  | VB | SP00 | 811 | 1 | attagons | 2020-10-14 |  | 1002 | V | SPO | 39121516 | 39121516 | 75 | X | [6 empty] | 0 |  | 1 | THB | O |  | 0 | D | 0 |  |  |  |  | Non-Move | Non-Move | Non-Move
390125 | 03 | 75035390012 | RELAY,SOCKET,PYF 14 A-E,OMRON | PT011 | PC | 48 | 62 | 5 | 14 | 32-D-8 | mntprog1 | 2018-07-14 |  | VB | SP00 | 811 | 1 | attagons | 2020-10-14 |  | 1002 | V | SPO | 39121516 | 39121516 | 75 | X | [6 empty] | 0 |  | 1 | THB | O |  | 0 | D | 0 |  |  | 75035390012 | 75035390012 | Move | Move | Move
390126 | 03 | 75035390048 | RELAY,SOCKET,P2CF-08 OMRON | PT011 | PC | 111 | 58 | 2 | 6 | 32-D-8 | mntprog1 | 2018-07-14 |  | VB | SP00 | 811 | 1 | attagons | 2020-10-14 |  | 1002 | V | SPO | 39121516 | 39121516 | 75 | X | [6 empty] | 0 |  | 1 | THB | O |  | 0 | D | 0 |  |  |  |  | Non-Move | Non-Move | Non-Move
390127 | 03 | 75035391705 | SOLENOID,P.101705-001,2W [wo] | PT011 | PC | 14500 | 30 | 0 | 1 | 28-C-4 | mntprog1 | 2018-07-14 |  | ND | SP00 | 831 | 1 | attagons | 2020-10-14 | X | 1002 | V | SPO | 40141605 | 40141605 | 75 | X | [6 empty] | 0 |  | 1 | THB | O |  | 0 | D | 0 |  |  |  |  | Non-Move | Non-Move | Non-Move
390128 | 03 | 75035396202 | INST,SPEED SENSOR,VL202A08R1002,àÅÔ¡ [9] | PT011 | PC | 19500 | 98 | 0 | 0 | 24-E-5 | mntprog1 | 2018-07-14 |  | ND | SP00 | 823 | 1 | attagons | 2020-10-14 | X | 1002 | V | SPO | 41111900 | 41111900 | 75 | X | [6 empty] | 0 |  | 1 | THB | O |  | 0 | D | 0 |  |  |  |  | Non-Move | Non-Move | Non-Move
390129 | 03 | 75035400113 | INVERTER,POWER SUPPLY,SAFT113,SAMI1000 | PT010 | PC | 141550 | 184 | 0 | 1 | AIR 5-B-1 | mntprog1 | 2018-07-14 |  | ZN | SP00 | 821 | 1 | attagons | 2020-10-14 | X | 1002 | V | SPO | 39122001 | 39122001 | 75 | X | [6 empty] | 0 |  | 1 | THB | O |  | 0 | D | 0 |  |  |  |  | Non-Move | Non-Move | Non-Move
390130 | 03 | 75035401052 | ELEC. CHANICAL BRAKE QBFD-M024,YASAKAWA | PT010 | ST | 62188.89 | 30 | 0 | 1 | 50-B-8 | mntprog1 | 2018-07-14 |  | VB | SP00 | 821 | 1 | attagons | 2020-10-14 |  | 1002 | V | SPO | 39120000 | 39120000 | 75 | X | [6 empty] | 0 |  | 1 | THB | O |  | 0 | D | 0 |  |  |  |  | Non-Move | Non-Move | Non-Move
390131 | 03 | 75035401053 | ELEC.CHANICAL BRAKE,QBFD-M080B,YASAKAWA | PT010 | ST | 116222.22 | 30 | 0 | 1 | 50-B-8 | mntprog1 | 2018-07-14 |  | VB | SP00 | 821 | 1 | attagons | 2020-10-14 |  | 1002 | V | SPO | 39120000 | 39120000 | 75 | X | [6 empty] | 0 |  | 1 | THB | O |  | 0 | D | 0 |  |  |  |  | Non-Move | Non-Move | Non-Move
390132 | 03 | 75035425812 | STEP MOTOR,235812,NELCONT [ZN] | PT011 | PC | 62928 | 54 | 0 | 1 | W5-1-C-1 | mntprog1 | 2018-07-14 |  | ZN | SP00 | 821 | 1 | mntprog1 | 2021-04-09 | X | 1002 | V | SPO | 26101202 | 26101202 | 75 | X | [6 empty] | 0 |  | 0 | THB | O |  | 0 | D | 0 |  |  |  |  | Non-Move | Non-Move | Non-Move
390133 | 03 | 75035428510 | DCS,CARD CARRIER,SC510,ABB | PT011 | PC | 129900 | 30 | 0 | 1 | 75-D-4 | mntprog1 | 2018-07-14 |  | VB | SP00 | 824 | 1 | attagons | 2020-10-14 | X | 1002 | V | SPO | 32152000 | 32152000 | 75 | X | [6 empty] | 0 |  | 1 | THB | O |  | 0 | D | 0 |  |  |  |  | Non-Move | Non-Move | Non-Move
390134 | 03 | 75035429414 | PCB ,9AB4141 4FB,SIEMENS [8] | PT011 | PC | 73950 | 30 | 0 | 1 | 76-B-5 | mntprog1 | 2018-07-14 |  | ND | SP00 | 824 | 1 | attagons | 2020-10-14 | X | 1002 | V | SPO | 32101513 | 32101513 | 75 | X | [6 empty] | 0 |  | 1 | THB | O |  | 0 | D | 0 |  |  |  |  | Non-Move | Non-Move | Non-Move
390135 | 03 | 75035440130 | INVERTER ALTIVAR ATV71HU75N4Z | PT010 | PC | 43920 | 30 | 0 | 1 | NEW STOCK | mntprog1 | 2018-07-14 |  | VB | SP00 | 821 | 1 | attagons | 2020-10-14 |  | 1002 | V | SPO |  | 23150000 | 75 | [7 empty] | 0 |  | 1 | THB | O |  | 0 | D | 0 |  |  |  |  | Non-Move | Non-Move | Non-Move
390136 | 03 | 75035470001 | NOZZLE,AIR,10-1-1157,SUS 1.44 [5] | PT011 | PC | 5079.72 | 60 | 0 | 0 | 23-E-1 | mntprog1 | 2018-07-14 |  | ND | SP00 | 82T | 1 | attagons | 2020-10-14 |  | 1002 | V | SPO | 40141731 | 40141731 | 75 | X | [6 empty] | 0 |  | 1 | THB | O |  | 0 | D | 0 |  |  |  | 75035470001 | Non-Move | Move | Move
390137 | 03 | 75035470002 | NOZZLE,WATER,10-1-1145,SUS 1.44 [5] | PT011 | PC | 3138.16 | 60 | 0 | 0 | 23-E-1 | mntprog1 | 2018-07-14 |  | ND | SP00 | 82T | 1 | attagons | 2020-10-14 |  | 1002 | V | SPO | 40141731 | 40141731 | 75 | X | [6 empty] | 0 |  | 1 | THB | O |  | 0 | D | 0 |  |  |  | 75035470002 | Non-Move | Move | Move
390138 | 03 | 75035492302 | SURGE PROTECT,MATSUSHITA ELECTRIC {9} | PT011 | PC | 488.83 | 65 | 6 | 12 | 29-E-2 | mntprog1 | 2018-07-14 |  | ND | SP00 | 821 | 1 | mntprog1 | 2019-05-26 | X | 1002 | V | SPO | 39121610 | 39121610 | 75 | X | [6 empty] | 0 |  | 1 | THB | O |  | 0 | D | 0 |  |  |  |  | Non-Move | Non-Move | Non-Move
390139 | 03 | 75035495460 | SURGE PROTECT,150 A,460 V,ERZA32E [ZN] | PT011 | PC | 1500 | 30 | 1 | 12 | W5-1-D-1 | mntprog1 | 2018-07-14 |  | ZN | SP00 | 812 | 1 | mntprog1 | 2021-04-09 | X | 1002 | V | SPO | 39121610 | 39121610 | 75 | X | [6 empty] | 0 |  | 0 | THB | O |  | 0 | D | 0 |  |  |  |  | Non-Move | Non-Move | Non-Move
390140 | 03 | 75035501126 | FUSE,690 V,500 A,3NE1334-2,SIEMENS | PT010 | PC | 5480 | 60 | 1 | 3 | 50-C-5 | mntprog1 | 2018-07-14 |  | ZN | SP00 | 822 | 1 | attagons | 2020-10-14 |  | 1002 | V | SPO | 39121606 | 39121606 | 75 | X | [6 empty] | 0 |  | 1 | THB | O |  | 0 | D | 0 |  |  |  |  | Non-Move | Non-Move | Non-Move
390141 | 03 | 75035502126 | FUSE,690 V,670 A,3NE1447-2,SIEMENS | PT010 | PC | 5585 | 30 | 1 | 3 | 50-C-6 | mntprog1 | 2018-07-14 |  | VB | SP00 | 822 | 1 | attagons | 2020-10-14 |  | 1002 | V | SPO | 39121606 | 39121606 | 75 | X | [6 empty] | 0 |  | 1 | THB | O |  | 0 | D | 0 |  |  |  |  | Non-Move | Non-Move | Non-Move
390142 | 03 | 75035503126 | FUSE,1000 V,560 A,3NE3335,SIEMENS | PT010 | PC | 3060 | 30 | 1 | 3 | 50-C-5 | mntprog1 | 2018-07-14 |  | ZN | SP00 | 822 | 1 | attagons | 2020-10-14 |  | 1002 | V | SPO | 39121606 | 39121606 | 75 | X | [6 empty] | 0 |  | 1 | THB | O |  | 0 | D | 0 |  |  |  |  | Non-Move | Non-Move | Non-Move
390143 | 03 | 75035504126 | CONTACTOR,3RT1015-1AP01,SIEMENS | PT010 | PC | 540.64 | 30 | 1 | 3 | 49-D-2 | mntprog1 | 2018-07-14 |  | VB | SP00 | 822 | 1 | attagons | 2020-10-14 |  | 1002 | V | SPO | 39121529 | 39121529 | 75 | X | [6 empty] | 0 |  | 1 | THB | O |  | 0 | D | 0 |  |  |  |  | Non-Move | Non-Move | Non-Move
390144 | 03 | 75035505101 | SURGE PROTECT,ERZU23JP162F,825, {ZN} | PT011 | PC | 5500 | 30 | 0 | 1 | W5-1-D-1 | mntprog1 | 2018-07-14 |  | ZN | SP00 | 812 | 1 | mntprog1 | 2021-04-09 |  | 1002 | V | SPO | 39121610 | 39121610 | 75 | X | [6 empty] | 0 |  | 0 | THB | O |  | 0 | D | 0 |  |  |  |  | Non-Move | Non-Move | Non-Move
390145 | 03 | 75035505102 | URGE PROTECT,ERZU22JP162H,825, {ZN} | PT011 | PC | 5500 | 30 | 0 | 1 | W5-1-D-2 | mntprog1 | 2018-07-14 |  | ZN | SP00 | 812 | 1 | mntprog1 | 2021-04-09 |  | 1002 | V | SPO | 39121610 | 39121610 | 75 | X | [6 empty] | 0 |  | 0 | THB | O |  | 0 | D | 0 |  |  |  |  | Non-Move | Non-Move | Non-Move
390146 | 03 | 75035505110 | SURGEproctection'SIEMENS'117/3PRF03 [ZN | PT011 | PC | 1 | 30 | 0 | 2 | W5-C-2 | mntprog1 | 2018-07-14 |  | ZN | SP00 | 812 | 1 | mntprog1 | 2021-04-09 | X | 1002 | V | SPO | 39121610 | 39121610 | 75 | X | [6 empty] | 0 |  | 0 | THB | O |  | 0 | D | 0 |  |  |  |  | Non-Move | Non-Move | Non-Move
390147 | 03 | 75035505126 | CONTACTOR,3RT1026-1AP04,SIEMENS | PT010 | PC | 1490 | 30 | 1 | 3 | 49-D-2 | mntprog1 | 2018-07-14 |  | VB | SP00 | 822 | 1 | attagons | 2020-10-14 |  | 1002 | V | SPO | 39121529 | 39121529 | 75 | X | [6 empty] | 0 |  | 1 | THB | O |  | 0 | D | 0 |  |  |  |  | Non-Move | Non-Move | Non-Move
390148 | 03 | 75035506126 | CONTACTOR,3RT1036-1AP04,SIEMENS | PT010 | PC | 2777.78 | 30 | 1 | 3 | 49-D-2 | mntprog1 | 2018-07-14 |  | VB | SP00 | 822 | 1 | attagons | 2020-10-14 |  | 1002 | V | SPO | 39121529 | 39121529 | 75 | X | [6 empty] | 0 |  | 1 | THB | O |  | 0 | D | 0 |  |  |  |  | Non-Move | Non-Move | Non-Move
390149 | 03 | 75035507126 | CONTACTOR,3RT1045-1AP04,SIEMENS | PT010 | PC | 4874.72 | 30 | 1 | 2 | 49-D-2 | mntprog1 | 2018-07-14 |  | VB | SP00 | 822 | 1 | attagons | 2020-10-14 |  | 1002 | V | SPO | 39121529 | 39121529 | 75 | X | [6 empty] | 0 |  | 1 | THB | O |  | 0 | D | 0 |  |  |  |  | Non-Move | Non-Move | Non-Move
390150 | 03 | 75035508126 | CONTACTOR,3RT1056-6AP36,SIEMENS | PT010 | PC | 11100 | 30 | 0 | 1 | 49-D-3 | mntprog1 | 2018-07-14 |  | VB | SP00 | 822 | 1 | attagons | 2020-10-14 |  | 1002 | V | SPO | 39121529 | 39121529 | 75 | X | [6 empty] | 0 |  | 1 | THB | O |  | 0 | D | 0 |  |  |  |  | Non-Move | Non-Move | Non-Move
390151 | 03 | 75035509126 | CONTACTOR,3RT1054-1AP36,SIEMENS | PT010 | PC | 7200 | 30 | 0 | 1 | 49-D-3 | mntprog1 | 2018-07-14 |  | VB | SP00 | 822 | 1 | attagons | 2020-10-14 |  | 1002 | V | SPO | 39121529 | 39121529 | 75 | X | [6 empty] | 0 |  | 1 | THB | O |  | 0 | D | 0 |  |  |  |  | Non-Move | Non-Move | Non-Move
390152 | 03 | 75035510120 | SURGEsuppressor'SIEMENS'3TX44903S, [ZN] | PT011 | PC | 1 | 30 | 0 | 2 | W5-C-2 | mntprog1 | 2018-07-14 |  | ZN | SP00 | 812 | 1 | mntprog1 | 2021-04-09 | X | 1002 | V | SPO | 39121610 | 39121610 | 75 | X | [6 empty] | 0 |  | 0 | THB | O |  | 0 | D | 0 |  |  |  |  | Non-Move | Non-Move | Non-Move
390153 | 03 | 75035510125 | SURGE PROTECT,3A,12-250 VDC,3TX4490-3[ZN | PT011 | PC | 1 | 30 | 0 | 31 | W5-,A2-F-2 | mntprog1 | 2018-07-14 |  | ZN | SP00 | 812 | 1 | mntprog1 | 2021-04-09 | X | 1002 | V | SPO | 39121610 | 39121610 | 75 | X | [6 empty] | 0 |  | 0 | THB | O |  | 0 | D | 0 |  |  |  |  | Non-Move | Non-Move | Non-Move
390154 | 03 | 75035510126 | CONTACTOR,3RT1064-6AP36,SIEMENS | PT010 | PC | 13500 | 30 | 0 | 1 | 49-D-3 | mntprog1 | 2018-07-14 |  | VB | SP00 | 822 | 1 | attagons | 2020-10-14 |  | 1002 | V | SPO | 39121529 | 39121529 | 75 | X | [6 empty] | 0 |  | 1 | THB | O |  | 0 | D | 0 |  |  |  |  | Non-Move | Non-Move | Non-Move
390155 | 03 | 75035510245 | SURGE PROTECT,3A,24-250 VDC,3TX7402-3[ZN | PT011 | PC | 1 | 30 | 0 | 2 | W5-,A2-F-1 | mntprog1 | 2018-07-14 |  | ZN | SP00 | 812 | 1 | mntprog1 | 2021-04-09 | X | 1002 | V | SPO | 39121610 | 39121610 | 75 | X | [6 empty] | 0 |  | 0 | THB | O |  | 0 | D | 0 |  |  |  |  | Non-Move | Non-Move | Non-Move
390156 | 03 | 75035511126 | CONTACTOR,3RT1066-6AP36,SIEMENS | PT010 | PC | 21300 | 30 | 0 | 1 | 49-D-3 | mntprog1 | 2018-07-14 |  | VB | SP00 | 822 | 1 | attagons | 2020-10-14 |  | 1002 | V | SPO | 39121529 | 39121529 | 75 | X | [6 empty] | 0 |  | 1 | THB | O |  | 0 | D | 0 |  |  |  |  | Non-Move | Non-Move | Non-Move
390157 | 03 | 75035512126 | CONTACTOR,3RT1075-6AP36,SIEMENS | PT010 | PC | 23800 | 30 | 0 | 1 | 49-D-4 | mntprog1 | 2018-07-14 |  | VB | SP00 | 822 | 1 | attagons | 2020-10-14 |  | 1002 | V | SPO | 39121529 | 39121529 | 75 | X | [6 empty] | 0 |  | 1 | THB | O |  | 0 | D | 0 |  |  |  |  | Non-Move | Non-Move | Non-Move
390158 | 03 | 75035513126 | CONTACTOR,3RT1476-6AP36,SIEMENS | PT010 | PC | 31360 | 30 | 0 | 1 | 49-D-4 | mntprog1 | 2018-07-14 |  | ZN | SP00 | 822 | 1 | attagons | 2020-10-14 |  | 1002 | V | SPO | 39121529 | 39121529 | 75 | X | [6 empty] | 0 |  | 1 | THB | O |  | 0 | D | 0 |  |  |  |  | Non-Move | Non-Move | Non-Move
390159 | 03 | 75035587000 | SURGEsuppressor'SIEMENS'3EF10720 [ZN] | PT011 | PC | 1 | 30 | 0 | 3 | W5-,A2-F-2 | mntprog1 | 2018-07-14 |  | ZN | SP00 | 812 | 1 | mntprog1 | 2021-04-09 | X | 1002 | V | SPO | 39121610 | 39121610 | 75 | X | [6 empty] | 0 |  | 0 | THB | O |  | 0 | D | 0 |  |  |  |  | Non-Move | Non-Move | Non-Move
390160 | 03 | 75035611400 | SCR'IOR'PD70F120,70A1200V {ZN} | PT012 | ST | 1435.71 | 30 | 0 | 4 | W5-1-C-3 | mntprog1 | 2018-07-14 |  | ZN | SP00 |  | 1 | mntprog1 | 2021-04-09 | X | 1002 | V | SPO | 39120000 | 39120000 | 75 | X | [6 empty] | 0 |  | 0 | THB | O |  | 0 | D | 0 |  |  |  |  | Non-Move | Non-Move | Non-Move
390161 | 03 | 75035630001 | RELAY,O/L,3RB1056-2FWO,SIEMENS,50-200A | PT012 | PC | 5950 | 57 | 1 | 2 | 32-F-8 | mntprog1 | 2018-07-14 |  | VB | SP00 | 811 | 1 | attagons | 2020-10-14 |  | 1002 | V | SPO | 39121520 | 39121520 | 75 | X | [6 empty] | 0 |  | 1 | THB | O |  | 0 | D | 0 |  |  |  |  | Non-Move | Non-Move | Non-Move
390162 | 03 | 75035630002 | RELAY,O/L,3RB2066-1GC2,SIEMENS,55-250A | PT012 | PC | 6342.5 | 53 | 1 | 2 | 32-F-8 | mntprog1 | 2018-07-14 |  | VB | SP00 | 822 | 1 | attagons | 2020-10-14 |  | 1002 | V | SPO | 39121520 | 39121520 | 75 | X | [6 empty] | 0 |  | 1 | THB | O |  | 0 | D | 0 |  |  |  |  | Non-Move | Non-Move | Non-Move
390163 | 03 | 75035656320 | CONTROL UNIT,SINAMICS CU320 | PT012 | PC | 34000 | 60 | 0 | 1 | 115-C-2 | mntprog1 | 2018-07-14 |  | VB | SP00 | 824 | 1 | mntprog1 | 2020-10-16 |  | 1002 | V | SPO | 39121801 | 39121801 | 75 | X | [6 empty] | 0 |  | 1 | THB | O |  | 0 | D | 0 |  |  |  | 75035656320 | Non-Move | Move | Move
390164 | 03 | 75035661150 | SENSOR,PHOTOELECTRIC S50-PA-5-W03-PP | PT012 | PC | 5680 | 224 | 0 | 1 | 33-B-3 | mntprog1 | 2018-07-14 |  | VB | SP00 | 814 | 1 | attagons | 2020-10-14 |  | 1002 | V | SPO | 39121528 | 39121528 | 75 | X | [6 empty] | 0 |  | 1 | THB | O |  | 0 | D | 0 |  |  |  |  | Non-Move | Non-Move | Non-Move
390165 | 03 | 75035661154 | SENSOR,PHOTOELECTRIC MLV11-54-LAS/47/12 | PT012 | PC | 23600 | 73 | 0 | 1 | 33-B-3 | mntprog1 | 2018-07-14 |  | VB | SP00 | 814 | 1 | attagons | 2020-10-14 |  | 1002 | V | SPO | 39121528 | 39121528 | 75 | X | [6 empty] | 0 |  | 1 | THB | O |  | 0 | D | 0 |  |  |  |  | Non-Move | Non-Move | Non-Move
390166 | 03 | 75035665410 | PHOTO SW,SM30SRL,BANNER [5] | PT012 | PC | 8160 | 41 | 0 | 0 | 27-E-3 | mntprog1 | 2018-07-14 |  | ND | SP00 | 814 | 1 | attagons | 2020-10-14 |  | 1002 | V | SPO | 39121562 | 39121562 | 75 | X | [6 empty] | 0 |  | 1 | THB | O |  | 0 | D | 0 |  |  |  |  | Non-Move | Non-Move | Non-Move
390167 | 03 | 75035665416 | PHOTO SW,SMA30SEL,BANNER [5] | PT012 | PC | 5400 | 19 | 1 | 2 | 27-E-3 | mntprog1 | 2018-07-14 |  | ND | SP00 | 814 | 1 | mntprog1 | 2021-03-21 |  | 1002 | V | SPO | 39121562 | 39121562 | 75 | X | [6 empty] | 0 |  | 1 | THB | O |  | 0 | D | 0 |  |  |  |  | Non-Move | Non-Move | Non-Move
390168 | 03 | 75035681260 | DCS,SERIALBUSCONTROLLER,SBC-32 A413052 | PT012 | EA | 231811.4 | 27 | 0 | 1 | 114-C-6 | mntprog1 | 2018-07-14 |  | VB | SP00 | 824 | 1 | attagons | 2020-10-14 | X | 1002 | V | SPO | 32152000 | 32152000 | 75 | X | [6 empty] | 0 |  | 1 | THB | O |  | 0 | D | 0 |  |  |  |  | Non-Move | Non-Move | Non-Move
390169 | 03 | 75035701956 | EE,SWITCH ACTUATOR MICRO, EMOIII,A21956 | PT011 | PC | 1562.08 | 74 | 1 | 3 | 22-C-6 | mntprog1 | 2018-07-14 |  | VB | SP00 | 841 | 1 | attagons | 2020-10-14 |  | 1002 | V | SPO | 39121500 | 39121500 | 75 | X | [6 empty] | 0 |  | 1 | THB | O |  | 0 | D | 0 |  |  |  |  | Non-Move | Non-Move | Non-Move
390170 | 03 | 75035710010 | CONTACTOR,DM20,NAKAMURA,(5) | PT010 | PC | 100 | 30 | 0 | 1 | 32-E-5 | mntprog1 | 2018-07-14 |  | ND | SP00 | 822 | 1 | attagons | 2020-10-14 | X | 1002 | V | SPO | 39121529 | 39121529 | 75 | X | [6 empty] | 0 |  | 1 | THB | O |  | 0 | D | 0 |  |  |  |  | Non-Move | Non-Move | Non-Move
390171 | 03 | 75035710202 | ELEC,CONTACT,3RV1901-1E,SIEMENS | PT010 | PC | 211 | 30 | 5 | 10 | 49-D-4 | mntprog1 | 2018-07-14 |  | VB | SP00 | 822 | 1 | attagons | 2020-10-14 |  | 1002 | V | SPO | 39121522 | 39121522 | 75 | X | [6 empty] | 0 |  | 1 | THB | O |  | 0 | D | 0 |  |  |  |  | Non-Move | Non-Move | Non-Move
390172 | 03 | 75035710203 | ELEC,CONTACT,3VU2931-48,SIEMENS(8) | PT010 | PC | 1680 | 30 | 0 | 1 | AIR 3-C-1 | mntprog1 | 2018-07-14 |  | ND | SP00 | 822 | 1 | mntprog1 | 2020-04-11 | X | 1002 | V | SPO | 39121522 | 39121522 | 75 | X | [6 empty] | 0 |  | 1 | THB | O |  | 0 | D | 0 |  |  |  |  | Non-Move | Non-Move | Non-Move
390173 | 03 | 75035710204 | ELEC,CONTACT,3VU2931-4C,SIEMENS(8) | PT010 | PC | 2600 | 30 | 0 | 1 | AIR 3-C-1 | mntprog1 | 2018-07-14 |  | ND | SP00 | 822 | 1 | mntprog1 | 2020-04-11 | X | 1002 | V | SPO | 39121522 | 39121522 | 75 | X | [6 empty] | 0 |  | 1 | THB | O |  | 0 | D | 0 |  |  |  |  | Non-Move | Non-Move | Non-Move
390174 | 03 | 75035710224 | CONTROLLER ZC4081 CAN CONTROLLER MODULE | PT010 | PC | 26226 | 90 | 0 | 2 | AIR 6-C-2 | mntprog1 | 2018-07-14 |  | VB | SP00 |  | 1 | attagons | 2020-10-14 | X | 1002 | V | SPO | 23150000 | 23150000 | 75 | X | [6 empty] | 0 |  | 1 | THB | O |  | 0 | D | 0 |  |  |  |  | Non-Move | Non-Move | Non-Move
390175 | 03 | 75035710300 | MC 204 TRIO MOTION CONTROLLER(5) | PT010 | PC | 232363.08 | 30 | 0 | 1 | AIR 6-C-3 | mntprog1 | 2018-07-14 |  | ND | SP00 |  | 1 | attagons | 2020-10-14 |  | 1002 | V | SPO | 23150000 | 23150000 | 75 | X | [6 empty] | 0 |  | 1 | THB | O |  | 0 | D | 0 |  |  |  |  | Non-Move | Non-Move | Non-Move
390176 | 03 | 75035710301 | P135 TRION CAN I/O UNIT | PT010 | PC | 31875.62 | 30 | 0 | 1 | AIR 6-C-3 | mntprog1 | 2018-07-14 |  | VB | SP00 |  | 1 | attagons | 2020-10-14 | X | 1002 | V | SPO | 23150000 | 23150000 | 75 | X | [6 empty] | 0 |  | 1 | THB | O |  | 0 | D | 0 |  |  |  |  | Non-Move | Non-Move | Non-Move
390177 | 03 | 75035711202 | SW,LIMIT,D4C-1202,OMRON | PT011 | PC | 952.6 | 65 | 1 | 3 | 24-B-4 | mntprog1 | 2018-07-14 |  | VB | SP00 | 814 | 1 | attagons | 2020-10-14 |  | 1002 | V | SPO | 39121509 | 39121509 | 75 | X | [6 empty] | 0 |  | 1 | THB | O |  | 0 | D | 0 |  |  |  |  | Non-Move | Non-Move | Non-Move
390178 | 03 | 75035722586 | EE,SWITCH CABLE FLOAT,FG8,NOHKEN *UR | PT011 | PC | 1059.82 | 41 | 1 | 2 | 22-A-3 | mntprog1 | 2018-07-14 |  | VB | SP00 | 814 | 1 | mntprog1 | 2021-04-21 |  | 1002 | V | SPO | 39121500 | 39121500 | 75 | X | [6 empty] | 0 |  | 1 | THB | O |  | 0 | D | 0 |  |  |  |  | Non-Move | Non-Move | Non-Move
390179 | 03 | 75035722686 | EE,SWITCH CABLE FLOAT,FG8,NC LENGTH=6M[S | PT011 | PC | 1254.44 | 65 | 0 | 1 | 22-A-3 | mntprog1 | 2018-07-14 |  | VB | SP00 | 814 | 1 | mntprog1 | 2021-02-23 |  | 1002 | V | SPO | 39121500 | 39121500 | 75 | X | [6 empty] | 0 |  | 1 | THB | O |  | 0 | D | 0 |  |  |  |  | Non-Move | Non-Move | Non-Move
390180 | 03 | 75035728150 | SW,PROXI,SR405,TAIYO | PT010 | ST | 1655.54 | 165 | 2 | 4 | 49-B-1 | mntprog1 | 2018-07-14 |  | VB | SP00 | 822 | 1 | attagons | 2020-10-14 | X | 1002 | V | SPO | 39121550 | 39121550 | 75 | X | [6 empty] | 0 |  | 1 | THB | O |  | 0 | D | 0 |  |  |  |  | Non-Move | Non-Move | Non-Move
390181 | 03 | 75035730020 | SW,LIMIT,AT1121,,?,(5) | PT010 | PC | 225 | 30 | 0 | 1 | 26-C-2 | mntprog1 | 2018-07-14 |  | ND | SP00 | 814 | 1 | attagons | 2020-10-14 |  | 1002 | V | SPO | 39121509 | 39121509 | 75 | X | [6 empty] | 0 |  | 1 | THB | O |  | 0 | D | 0 |  |  |  |  | Non-Move | Non-Move | Non-Move
390182 | 03 | 75035730026 | SW,LIMIT,WL CA 12,OMRON,(5) | PT010 | PC | 680 | 28 | 0 | 1 | 26-D-1 | mntprog1 | 2018-07-14 |  | ND | SP00 | 814 | 1 | attagons | 2020-10-14 |  | 1002 | V | SPO | 39121509 | 39121509 | 75 | X | [6 empty] | 0 |  | 1 | THB | O |  | 0 | D | 0 |  |  |  |  | Non-Move | Non-Move | Non-Move
390183 | 03 | 75035730044 | SW,LIMIT,SWCH0410,OMRON,(5) | PT010 | PC | 538.51 | 30 | 0 | 2 | 49-B-2 | mntprog1 | 2018-07-14 |  | ND | SP00 | 814 | 1 | attagons | 2020-10-14 | X | 1002 | V | SPO | 39121509 | 39121509 | 75 | X | [6 empty] | 0 |  | 1 | THB | O |  | 0 | D | 0 |  |  |  |  | Non-Move | Non-Move | Non-Move
390184 | 03 | 75035730046 | SW,LIMIT,MS330-11Y-M20-1366,LIMIT SWITCH | PT010 | PC | 2700 | 90 | 0 | 4 | 49-B-1 | mntprog1 | 2018-07-14 |  | VB | SP00 | 814 | 1 | attagons | 2020-10-14 |  | 1002 | V | SPO | 39121509 | 39121509 | 75 | X | [6 empty] | 0 |  | 1 | THB | O |  | 0 | D | 0 |  |  |  |  | Non-Move | Non-Move | Non-Move
390185 | 03 | 75035730048 | SW,LIMIT,3SE3 100-1E,SIEMENS,(5) | PT010 | PC | 693 | 30 | 0 | 1 | 26-C-1 | mntprog1 | 2018-07-14 |  | ND | SP00 | 814 | 1 | attagons | 2020-10-14 |  | 1002 | V | SPO | 39121509 | 39121509 | 75 | X | [6 empty] | 0 |  | 1 | THB | O |  | 0 | D | 0 |  |  |  |  | Non-Move | Non-Move | Non-Move
390186 | 03 | 75035730070 | PHOTO SW,KAGASEL,10A,220VAC. | PT010 | PC | 315 | 31 | 5 | 20 | 49-C-4 | mntprog1 | 2018-07-14 |  | VB | SP00 | 814 | 1 | attagons | 2020-10-14 |  | 1002 | V | SPO | 39121562 | 39121562 | 75 | X | [6 empty] | 0 |  | 1 | THB | O |  | 0 | D | 0 |  |  | 75035730070 | 75035730070 | Move | Move | Move
390187 | 03 | 75035730071 | PHOTO SW,E3S-AD36,OMRON(5) | PT010 | PC | 3676.82 | 30 | 2 | 6 | 49-B-3 | mntprog1 | 2018-07-14 |  | ND | SP00 | 814 | 1 | attagons | 2020-10-14 |  | 1002 | V | SPO | 39121562 | 39121562 | 75 | X | [6 empty] | 0 |  | 1 | THB | O |  | 0 | D | 0 |  |  |  |  | Non-Move | Non-Move | Non-Move
390188 | 03 | 75035730072 | PHOTO SW,E3S-AT11,OMRON | PT010 | PC | 3537.74 | 30 | 2 | 4 | 49-B-3 | mntprog1 | 2018-07-14 |  | VB | SP00 | 814 | 1 | attagons | 2020-10-14 |  | 1002 | V | SPO | 39121562 | 39121562 | 75 | X | [6 empty] | 0 |  | 1 | THB | O |  | 0 | D | 0 |  |  |  |  | Non-Move | Non-Move | Non-Move
390189 | 03 | 75035730073 | PHOTO SW,E3R-5E4,OMRON | PT010 | ST | 3500 | 30 | 2 | 4 | 49-B-3 | mntprog1 | 2018-07-14 |  | VB | SP00 | 814 | 1 | attagons | 2020-10-14 | X | 1002 | V | SPO | 39121562 | 39121562 | 75 | X | [6 empty] | 0 |  | 1 | THB | O |  | 0 | D | 0 |  |  |  |  | Non-Move | Non-Move | Non-Move
390190 | 03 | 75035730075 | PHOTO SW,E3JK-R2S3,OMRON | PT010 | PC | 1239 | 30 | 2 | 4 | 49-B-4 | mntprog1 | 2018-07-14 |  | VB | SP00 | 814 | 1 | attagons | 2020-10-14 |  | 1002 | V | SPO | 39121562 | 39121562 | 75 | X | [6 empty] | 0 |  | 1 | THB | O |  | 0 | D | 0 |  |  |  |  | Non-Move | Non-Move | Non-Move
390191 | 03 | 75035730077 | PHOTO SW,E3JM-DS70S4,OMRON | PT010 | PC | 2394.69 | 30 | 2 | 4 | 49-B-4 | mntprog1 | 2018-07-14 |  | VB | SP00 | 814 | 1 | attagons | 2020-10-14 | X | 1002 | V | SPO | 39121562 | 39121562 | 75 | X | [6 empty] | 0 |  | 1 | THB | O |  | 0 | D | 0 |  |  |  |  | Non-Move | Non-Move | Non-Move
390192 | 03 | 75035730078 | PHOTO SW,E3JK-4S3 OMRON(5) | PT010 | PC | 3374 | 30 | 2 | 4 | 49-B-4 | mntprog1 | 2018-07-14 |  | ND | SP00 | 814 | 1 | attagons | 2020-10-14 | X | 1002 | V | SPO | 39121562 | 39121562 | 75 | X | [6 empty] | 0 |  | 1 | THB | O |  | 0 | D | 0 |  |  |  |  | Non-Move | Non-Move | Non-Move
390193 | 03 | 75035730079 | PHOTO SW,E3JM-10M4,OMRON | PT010 | ST | 2950 | 30 | 2 | 4 | 49-B-4 | mntprog1 | 2018-07-14 |  | VB | SP00 | 814 | 1 | attagons | 2020-10-14 |  | 1002 | V | SPO | 39121562 | 39121562 | 75 | X | [6 empty] | 0 |  | 1 | THB | O |  | 0 | D | 0 |  |  |  |  | Non-Move | Non-Move | Non-Move
390194 | 03 | 75035730080 | EE,SWITCH,COOPER CS 115B,15A.,120-277 | PT010 | PC | 69 | 73 | 5 | 20 | 49-A-2 | mntprog1 | 2018-07-14 |  | VB | SP00 | 815 | 1 | attagons | 2020-10-14 |  | 1002 | V | SPO | 39121500 | 39121500 | 75 | X | [6 empty] | 0 |  | 1 | THB | O |  | 0 | D | 0 |  |  | 75035730080 | 75035730080 | Move | Move | Move
390195 | 03 | 75035730081 | PHOTO SW,QS303E,BANNER | PT010 | EA | 1800 | 30 | 1 | 2 | 49-B-3 | mntprog1 | 2018-07-14 |  | VB | SP00 | 814 | 1 | attagons | 2020-10-14 |  | 1002 | V | SPO | 39121562 | 39121562 | 75 | X | [6 empty] | 0 |  | 1 | THB | O |  | 0 | D | 0 |  |  |  |  | Non-Move | Non-Move | Non-Move
390196 | 03 | 75035730082 | PHOTO SW,QS30VR3R,BANNER | PT010 | EA | 2988.96 | 30 | 1 | 2 | 49-B-3 | mntprog1 | 2018-07-14 |  | VB | SP00 | 814 | 1 | attagons | 2020-10-14 |  | 1002 | V | SPO | 39121562 | 39121562 | 75 | X | [6 empty] | 0 |  | 1 | THB | O |  | 0 | D | 0 |  |  |  |  | Non-Move | Non-Move | Non-Move
390197 | 03 | 75035730084 | EE,SWITCH,REES'R251180,3,?,?,(5) | PT010 | PC | 85 | 30 | 0 | 1 | 26-C-1 | mntprog1 | 2018-07-14 |  | ND | SP00 | 814 | 1 | attagons | 2020-10-14 |  | 1002 | V | SPO | 39121500 | 39121500 | 75 | X | [6 empty] | 0 |  | 1 | THB | O |  | 0 | D | 0 |  |  |  |  | Non-Move | Non-Move | Non-Move
390198 | 03 | 75035730306 | SW,LIMIT,ZC2-JD4,TELE | PT010 | PC | 4020.37 | 117 | 1 | 3 | 49-B-1 | mntprog1 | 2018-07-14 |  | ZN | SP00 | 814 | 1 | attagons | 2020-10-14 |  | 1002 | V | SPO | 39121509 | 39121509 | 75 | X | [6 empty] | 0 |  | 1 | THB | O |  | 0 | D | 0 |  |  |  |  | Non-Move | Non-Move | Non-Move
390199 | 03 | 75035730353 | SW,LIMIT,WLD2,OMRON | PT010 | PC | 704 | 54 | 1 | 2 | 49-B-1 | mntprog1 | 2018-07-14 |  | VB | SP00 | 822 | 1 | attagons | 2020-10-14 |  | 1002 | V | SPO | 39121509 | 39121509 | 75 | X | [6 empty] | 0 |  | 1 | THB | O |  | 0 | D | 0 |  |  |  |  | Non-Move | Non-Move | Non-Move
390200 | 03 | 75035730354 | SW,LIMIT,WLG2,OMRON | PT010 | PC | 915 | 30 | 1 | 2 | 49-B-1 | mntprog1 | 2018-07-14 |  | VB | SP00 | 814 | 1 | attagons | 2020-10-14 |  | 1002 | V | SPO | 39121509 | 39121509 | 75 | X | [6 empty] | 0 |  | 1 | THB | O |  | 0 | D | 0 |  |  |  |  | Non-Move | Non-Move | Non-Move
390201 | 03 | 75035730400 | SW,LIMIT,WLCA2-2,OMRON | PT010 | PC | 923 | 45 | 4 | 10 | 49-B-1 | mntprog1 | 2018-07-14 |  | VB | SP00 | 814 | 1 | attagons | 2020-10-14 |  | 1002 | V | SPO | 39121509 | 39121509 | 75 | X | [6 empty] | 0 |  | 1 | THB | O |  | 0 | D | 0 |  |  | 75035730400 | 75035730400 | Move | Move | Move
390202 | 03 | 75035730402 | SW,DISCONNECT,LOAD BREAK SWITCH,660 VAC | PT010 | PC | 8000 | 30 | 0 | 1 | 31-B-7 | mntprog1 | 2018-07-14 |  | ND | SP00 | 814 | 1 | attagons | 2020-10-14 | X | 1002 | V | SPO | 39121556 | 39121556 | 75 | X | [6 empty] | 0 |  | 1 | THB | O |  | 0 | D | 0 |  |  |  |  | Non-Move | Non-Move | Non-Move
390203 | 03 | 75035730404 | SW,DISCONNECT,LOAD BREAK SWITCH,660 VAC | PT010 | PC | 13000 | 30 | 0 | 1 | 31-B-6 | mntprog1 | 2018-07-14 |  | ND | SP00 | 814 | 1 | attagons | 2020-10-14 | X | 1002 | V | SPO | 39121556 | 39121556 | 75 | X | [6 empty] | 0 |  | 1 | THB | O |  | 0 | D | 0 |  |  |  |  | Non-Move | Non-Move | Non-Move
390204 | 03 | 75035730408 | SW,DISCONNECT,LOAD BREAK SWITCH,660 VAC | PT010 | PC | 20000 | 30 | 0 | 1 | 31-B-5 | mntprog1 | 2018-07-14 |  | ND | SP00 | 814 | 1 | attagons | 2020-10-14 | X | 1002 | V | SPO | 39121556 | 39121556 | 75 | X | [6 empty] | 0 |  | 1 | THB | O |  | 0 | D | 0 |  |  |  |  | Non-Move | Non-Move | Non-Move
390205 | 03 | 75035730412 | LOADbreakSWITCH''OETL1250K3,1250A(5) | PT010 | PC | 22752 | 30 | 0 | 1 | 31-B-6 | mntprog1 | 2018-07-14 |  | ND | SP00 | 814 | 1 | mntprog1 | 2021-06-22 | X | 1002 | V | SPO | 39121556 | 39121556 | 75 | X | [6 empty] | 0 |  | 1 | THB | O |  | 0 | D | 0 |  |  |  |  | Non-Move | Non-Move | Non-Move
390206 | 03 | 75035730420 | SW,PUSH BUTTON,3SA3040+3SA3270,(5) | PT010 | ST | 809.13 | 30 | 0 | 1 | 49-C-3 | mntprog1 | 2018-07-14 |  | ND | SP00 | 814 | 1 | attagons | 2020-10-14 |  | 1002 | V | SPO | 39121512 | 39121512 | 75 | X | [6 empty] | 0 |  | 1 | THB | O |  | 0 | D | 0 |  |  |  |  | Non-Move | Non-Move | Non-Move
390207 | 03 | 75035730430 | EE,MICROSWITCH,?,15 A,250 VAC,MATHU.,(5) | PT010 | PC | 170 | 30 | 0 | 1 | 26-E-4 | mntprog1 | 2018-07-14 |  | ND | SP00 | 814 | 1 | attagons | 2020-10-14 |  | 1002 | V | SPO | 39121500 | 39121500 | 75 | X | [6 empty] | 0 |  | 1 | THB | O |  | 0 | D | 0 |  |  |  |  | Non-Move | Non-Move | Non-Move
390208 | 03 | 75035730440 | EE,MICROSWITCH,15AZ15 GWB,15 A,OMRON,(5) | PT010 | PC | 121 | 42 | 0 | 2 | 49-B-3 | mntprog1 | 2018-07-14 |  | ND | SP00 | 814 | 1 | attagons | 2020-10-14 | X | 1002 | V | SPO | 39121500 | 39121500 | 75 | X | [6 empty] | 0 |  | 1 | THB | O |  | 0 | D | 0 |  |  |  |  | Non-Move | Non-Move | Non-Move
390209 | 03 | 75035730442 | MICRO SWITCH XC G3W,F/PM.3(8) | PT010 | PC | 552 | 90 | 0 | 2 | 49-B-4 | mntprog1 | 2018-07-14 |  | ND | SP00 |  | 1 | mntprog1 | 2020-04-11 | X | 1002 | V | SPO | 23150000 | 23150000 | 75 | X | [6 empty] | 0 |  | 1 | THB | O |  | 0 | D | 0 |  |  |  |  | Non-Move | Non-Move | Non-Move
390210 | 03 | 75035730450 | EE,MICROSWITCH ,10 A,250 V,(5) | PT010 | PC | 120 | 30 | 0 | 1 | 26-D-2 | mntprog1 | 2018-07-14 |  | ND | SP00 | 814 | 1 | attagons | 2020-10-14 |  | 1002 | V | SPO | 39121500 | 39121500 | 75 | X | [6 empty] | 0 |  | 1 | THB | O |  | 0 | D | 0 |  |  |  |  | Non-Move | Non-Move | Non-Move
390211 | 03 | 75035730464 | EE,MICROSWITCH,AH718059 11203N,15A.,(5) | PT010 | PC | 43 | 71 | 0 | 1 | 49-B-4 | mntprog1 | 2018-07-14 |  | ND | SP00 | 814 | 1 | attagons | 2020-10-14 |  | 1002 | V | SPO | 39121500 | 39121500 | 75 | X | [6 empty] | 0 |  | 1 | THB | O |  | 0 | D | 0 |  |  |  |  | Non-Move | Non-Move | Non-Move
390212 | 03 | 75035732130 | SW,CONTROL,3SV5130-OFZ ,{ZN} | PT011 | PC | 1 | 30 | 0 | 2 | W2-C-3 | mntprog1 | 2018-07-14 |  | ZN | SP00 | 814 | 1 | mntprog1 | 2021-04-09 |  | 1002 | V | SPO | 39121510 | 39121510 | 75 | X | [6 empty] | 0 |  | 0 | THB | O |  | 0 | D | 0 |  |  |  |  | Non-Move | Non-Move | Non-Move
390213 | 03 | 75035732554 | EE,SWITCH DIGITAL 9015-4, {ZN} | PT011 | PC | 102769.1 | 193 | 0 | 4 | W3-D-6 | mntprog1 | 2018-07-14 |  | ZN | SP00 | 814 | 1 | mntprog1 | 2021-04-09 |  | 1002 | V | SPO | 39121500 | 39121500 | 75 | X | [6 empty] | 0 |  | 0 | THB | O |  | 0 | D | 0 |  |  |  |  | Non-Move | Non-Move | Non-Move
390214 | 03 | 75035732655 | EE,SWITCHDIGITAL,90155, {ZN} | PT011 | PC | 99000 | 193 | 0 | 2 | W3-D-6 | mntprog1 | 2018-07-14 |  | ZN | SP00 | 814 | 1 | mntprog1 | 2021-04-09 |  | 1002 | V | SPO | 39121500 | 39121500 | 75 | X | [6 empty] | 0 |  | 0 | THB | O |  | 0 | D | 0 |  |  |  |  | Non-Move | Non-Move | Non-Move
390215 | 03 | 75035733444 | SW,PRESSURE,87419444 | PT011 | PC | 2470.87 | 38 | 0 | 8 | 29-A-8 | mntprog1 | 2018-07-14 |  | VB | SP00 | 845 | 1 | attagons | 2020-10-14 |  | 1002 | V | SPO | 39121506 | 39121506 | 75 | X | [6 empty] | 0 |  | 1 | THB | O |  | 0 | D | 0 |  |  |  |  | Non-Move | Non-Move | Non-Move
390216 | 03 | 75035733544 | SW,PRESSURE,87419544,MHE DEMAG | PT011 | PC | 2813.17 | 65 | 1 | 3 | 29-A-8 | mntprog1 | 2018-07-14 |  | VB | SP00 | 845 | 1 | attagons | 2020-10-14 |  | 1002 | V | SPO | 39121506 | 39121506 | 75 | X | [6 empty] | 0 |  | 1 | THB | O |  | 0 | D | 0 |  |  |  |  | Non-Move | Non-Move | Non-Move
390217 | 03 | 75035733703 | SW,PRESSURE,017-4703,RANCO [5] | PT011 | PC | 2030 | 50 | 0 | 0 | 10-C-2 | mntprog1 | 2018-07-14 |  | ND | SP00 | 837 | 1 | attagons | 2020-10-14 |  | 1002 | V | SPO | 39121506 | 39121506 | 75 | X | [6 empty] | 0 |  | 1 | THB | O |  | 0 | D | 0 |  |  |  |  | Non-Move | Non-Move | Non-Move
390218 | 03 | 75035735226 | FLOWswitch'SIKA',NO1A/220VMAT:SUS [N] | PT011 | ST | 22000 | 30 | 0 | 5 | 27-E-5 | mntprog1 | 2018-07-14 |  | ND | SP00 | 814 | 1 | attagons | 2020-10-14 | X | 1002 | V | SPO | 39121538 | 39121538 | 75 | X | [6 empty] | 0 |  | 1 | THB | O |  | 0 | D | 0 |  |  |  |  | Non-Move | Non-Move | Non-Move
390219 | 03 | 75035738241 | SW,DISCONNECT,ISOLAT SWITCH CA10-A441 [8 | PT011 | PC | 1500 | 0 | 0 | 1 | 29-A-5 | mntprog1 | 2018-07-14 |  | ND | SP00 | 814 | 1 | mntprog1 | 2021-01-08 |  | 1002 | V | SPO | 39121556 | 39121556 | 75 | X | [6 empty] | 0 |  | 0 | THB | O |  | 0 | D | 0 |  |  |  |  | Non-Move | Non-Move | Non-Move
390220 | 03 | 75035739052 | SW,CHKEYBOARD''N8603013,PM#4 {ZN} | PT011 | PC | 4827.5 | 30 | 0 | 2 | W1-D-7 | mntprog1 | 2018-07-14 |  | ZN | SP00 | 814 | 1 | mntprog1 | 2021-04-09 |  | 1002 | V | SPO | 39121507 | 39121507 | 75 | X | [6 empty] | 0 |  | 0 | THB | O |  | 0 | D | 0 |  |  |  |  | Non-Move | Non-Move | Non-Move
390221 | 03 | 75035740001 | PHOTO SW,E3Z-LS61,OMRON | PT010 | PC | 2922.5 | 30 | 2 | 4 | 50-D-2 | mntprog1 | 2018-07-14 |  | VB | SP00 | 814 | 1 | attagons | 2020-10-14 | X | 1002 | V | SPO | 39121562 | 39121562 | 75 | X | [6 empty] | 0 |  | 1 | THB | O |  | 0 | D | 0 |  |  |  |  | Non-Move | Non-Move | Non-Move
390222 | 03 | 75035740002 | SW,LIMIT,OP-AR-J,YAMATAKE | PT011 | PC | 4085 | 60 | 0 | 1 | 24-C-4 | mntprog1 | 2018-07-14 |  | VB | SP00 | 814 | 1 | attagons | 2020-10-14 | X | 1002 | V | SPO | 39121509 | 39121509 | 75 | X | [6 empty] | 0 |  | 1 | THB | O |  | 0 | D | 0 |  |  |  |  | Non-Move | Non-Move | Non-Move
390223 | 03 | 75035740010 | SW,LIMIT,WLNJ,OMRON (Japan only) | PT011 | PC | 623 | 51 | 5 | 20 | 24-D-4 | mntprog1 | 2018-07-14 |  | VB | SP00 | 814 | 1 | mntprog1 | 2020-10-22 |  | 1002 | V | SPO | 39121509 | 39121509 | 75 | X | [6 empty] | 0 |  | 1 | THB | O |  | 0 | D | 0 |  |  |  |  | Non-Move | Non-Move | Non-Move
390224 | 03 | 75035740015 | SW,LIMIT,WLNJ-2 +PART (SC-P2) JAPAN ONLY | PT011 | PC | 713 | 54 | 5 | 25 | 24-D-3 | mntprog1 | 2018-07-14 |  | VB | SP00 | 814 | 1 | attagons | 2020-10-14 |  | 1002 | V | SPO | 39121509 | 39121509 | 75 | X | [6 empty] | 0 |  | 1 | THB | O |  | 0 | D | 0 |  |  |  |  | Non-Move | Non-Move | Non-Move
390225 | 03 | 75035740018 | SW,LIMIT,WLCA2,OMRON | PT011 | PC | 725.04 | 64 | 3 | 10 | 24-D-2 | mntprog1 | 2018-07-14 |  | VB | SP00 | 814 | 1 | attagons | 2020-10-14 |  | 1002 | V | SPO | 39121509 | 39121509 | 75 | X | [6 empty] | 0 |  | 1 | THB | O |  | 0 | D | 0 |  |  | 75035740018 | 75035740018 | Move | Move | Move
390226 | 03 | 75035740020 | SW,LIMIT,WLCA 12-2,OMRON [5] | PT011 | PC | 1140 | 60 | 0 | 0 | 24-D-4 | mntprog1 | 2018-07-14 |  | ND | SP00 | 814 | 1 | attagons | 2020-10-14 |  | 1002 | V | SPO | 39121509 | 39121509 | 75 | X | [6 empty] | 0 |  | 1 | THB | O |  | 0 | D | 0 |  |  |  |  | Non-Move | Non-Move | Non-Move
390227 | 03 | 75035740145 | SW,LIMIT,XCK-M115,10A,TELE | PT011 | PC | 677.01 | 43 | 4 | 6 | 24-B-4 | mntprog1 | 2018-07-14 |  | VB | SP00 | 814 | 1 | attagons | 2020-10-14 |  | 1002 | V | SPO | 39121509 | 39121509 | 75 | X | [6 empty] | 0 |  | 1 | THB | O |  | 0 | D | 0 |  |  |  |  | Non-Move | Non-Move | Non-Move
390228 | 03 | 75035740200 | SW,LIMIT,3SE6200,SIEMENS | PT011 | PC | 4350 | 30 | 1 | 3 | 24-D-1 | mntprog1 | 2018-07-14 |  | VB | SP00 | 814 | 1 | attagons | 2020-10-14 | X | 1002 | V | SPO | 39121509 | 39121509 | 75 | X | [6 empty] | 0 |  | 1 | THB | O |  | 0 | D | 0 |  |  |  |  | Non-Move | Non-Move | Non-Move
390229 | 03 | 75035740240 | SW,PROXI,3RG 4023-OK00,SIEMENS | PT010 | PC | 3022.5 | 55 | 1 | 2 | 49-B-1 | mntprog1 | 2018-07-14 |  | VB | SP00 | 814 | 1 | attagons | 2020-10-14 | X | 1002 | V | SPO | 39121550 | 39121550 | 75 | X | [6 empty] | 0 |  | 1 | THB | O |  | 0 | D | 0 |  |  |  |  | Non-Move | Non-Move | Non-Move
390230 | 03 | 75035740241 | SW,PROXI,3RG6015-3AD00,SIEMENS | PT010 | PC | 20400 | 30 | 0 | 1 | 49-B-3 | mntprog1 | 2018-07-14 |  | VB | SP00 | 814 | 1 | attagons | 2020-10-14 |  | 1002 | V | SPO | 39121550 | 39121550 | 75 | X | [6 empty] | 0 |  | 1 | THB | O |  | 0 | D | 0 |  |  |  |  | Non-Move | Non-Move | Non-Move
390231 | 03 | 75035740320 | SW,LIMIT,3SE 3 020-0A,SIEMENS | PT011 | PC | 163.32 | 88 | 6 | 12 | 24-B-3 | mntprog1 | 2018-07-14 |  | VB | SP00 | 814 | 1 | attagons | 2020-10-14 |  | 1002 | V | SPO | 39121509 | 39121509 | 75 | X | [6 empty] | 0 |  | 1 | THB | O |  | 0 | D | 0 |  |  |  |  | Non-Move | Non-Move | Non-Move
390232 | 03 | 75035740330 | SW,LIMIT,3SE5122-0CE01,SIEMENS | PT011 | PC | 1403.22 | 101 | 3 | 4 | 24-B-1 | mntprog1 | 2018-07-14 |  | VB | SP00 | 814 | 1 | attagons | 2020-10-14 |  | 1002 | V | SPO | 39121509 | 39121509 | 75 | X | [6 empty] | 0 |  | 1 | THB | O |  | 0 | D | 0 |  |  |  |  | Non-Move | Non-Move | Non-Move
390233 | 03 | 75035740373 | SW,PROXI,XSAV12373,TELEMECANIQUE | PT010 | PC | 3575.8 | 60 | 1 | 2 | 49-B-3 | mntprog1 | 2018-07-14 |  | VB | SP00 | 814 | 1 | attagons | 2020-10-14 | X | 1002 | V | SPO | 39121550 | 39121550 | 75 | X | [6 empty] | 0 |  | 1 | THB | O |  | 0 | D | 0 |  |  |  |  | Non-Move | Non-Move | Non-Move
390234 | 03 | 75035740420 | SW,LIMIT,XCKJ167,TELE | PT011 | PC | 847.67 | 50 | 0 | 4 | 24-B-2 | mntprog1 | 2018-07-14 |  | VB | SP00 | 814 | 1 | attagons | 2020-10-14 |  | 1002 | V | SPO | 39121509 | 39121509 | 75 | X | [6 empty] | 0 |  | 1 | THB | O |  | 0 | D | 0 |  |  |  |  | Non-Move | Non-Move | Non-Move
390235 | 03 | 75035740429 | SW,LIMIT,LS-29 PA1,YAMATAKE | PT011 | PC | 326.67 | 0 | 2 | 4 | 24-B-3 | mntprog1 | 2018-07-14 |  | VB | SP00 | 814 | 1 | attagons | 2020-10-14 |  | 1002 | V | SPO | 39121509 | 39121509 | 75 | X | [6 empty] | 0 |  | 1 | THB | O |  | 0 | D | 0 |  |  |  |  | Non-Move | Non-Move | Non-Move
390236 | 03 | 75035740435 | SW,LIMIT,XCK-M110,PLUNGER,TELE | PT011 | ST | 596.1 | 40 | 2 | 5 | 24-C-2 | mntprog1 | 2018-07-14 |  | VB | SP00 | 814 | 1 | attagons | 2020-10-14 |  | 1002 | V | SPO | 39121509 | 39121509 | 75 | X | [6 empty] | 0 |  | 1 | THB | O |  | 0 | D | 0 |  |  | 75035740435 |  | Move | Non-Move | Move
390237 | 03 | 75035740440 | SW,LIMIT,XCK-M121,TELE | PT011 | ST | 845.74 | 77 | 2 | 6 | 24-B-2 | mntprog1 | 2018-07-14 |  | VB | SP00 | 814 | 1 | attagons | 2020-10-14 | X | 1002 | V | SPO | 39121509 | 39121509 | 75 | X | [6 empty] | 0 |  | 1 | THB | O |  | 0 | D | 0 |  |  |  |  | Non-Move | Non-Move | Non-Move
390238 | 03 | 75035740441 | SW,LIMIT,5ZL-WL-EL3,6AMP,HONEYWELL | PT011 | PC | 1256.25 | 60 | 1 | 2 | 24-C-1 | mntprog1 | 2018-07-14 |  | VB | SP00 | 814 | 1 | mntprog1 | 2021-06-28 |  | 1002 | V | SPO | 39121509 | 39121509 | 75 | X | [6 empty] | 0 |  | 1 | THB | O |  | 0 | D | 0 |  |  |  |  | Non-Move | Non-Move | Non-Move
390239 | 03 | 75035740450 | SW,LIMIT,(HEAD) ZCK-D06,TELE [5] | PT011 | PC | 392 | 62 | 4 | 8 | 24-B-1 | mntprog1 | 2018-07-14 |  | VB | SP00 | 814 | 1 | attagons | 2020-10-14 | X | 1002 | V | SPO | 39121509 | 39121509 | 75 | X | [6 empty] | 0 |  | 1 | THB | O |  | 0 | D | 0 |  |  |  |  | Non-Move | Non-Move | Non-Move
390240 | 03 | 75035740461 | SW,LIMIT,WL01CA2LE,OMRON | PT011 | PC | 1640 | 70 | 2 | 5 | 24-C-1 | mntprog1 | 2018-07-14 |  | VB | SP00 | 814 | 1 | attagons | 2020-10-14 |  | 1002 | V | SPO | 39121509 | 39121509 | 75 | X | [6 empty] | 0 |  | 1 | THB | O |  | 0 | D | 0 |  |  |  |  | Non-Move | Non-Move | Non-Move
390241 | 03 | 75035740465 | SW,LIMIT,WLNJ+WITH PART(SC-P2)JAPAN ONLY | PT011 | PC | 1300 | 95 | 2 | 7 | 24-D-3 | mntprog1 | 2018-07-14 |  | VB | SP00 | 814 | 1 | attagons | 2020-10-14 |  | 1002 | V | SPO | 39121509 | 39121509 | 75 | X | [6 empty] | 0 |  | 1 | THB | O |  | 0 | D | 0 |  |  |  | 75035740465 | Non-Move | Move | Move
390242 | 03 | 75035740470 | SW,LIMIT,.7051.121.50,VOITH | PT011 | PC | 1 | 30 | 0 | 1 | 24-C-2 | mntprog1 | 2018-07-14 |  | VB | SP00 | 814 | 1 | attagons | 2020-10-14 | X | 1002 | V | SPO | 39121509 | 39121509 | 75 | X | [6 empty] | 0 |  | 1 | THB | O |  | 0 | D | 0 |  |  |  |  | Non-Move | Non-Move | Non-Move
390243 | 03 | 75035740480 | SW,LEVEL,BGU,KUBLER [5] | PT011 | ST | 2640.39 | 90 | 0 | 1 | 34-B-4 | mntprog1 | 2018-07-14 |  | ND | SP00 | 823 | 1 | attagons | 2020-10-14 |  | 1002 | V | SPO | 39121531 | 39121531 | 75 | X | [6 empty] | 0 |  | 1 | THB | O |  | 0 | D | 0 |  |  |  |  | Non-Move | Non-Move | Non-Move
390244 | 03 | 75035740500 | EE,SWITCHMAGNETIC,MSO-KR11,0.7A.,220,{9} | PT011 | PC | 1881 | 60 | 0 | 1 | 30-D-1 | mntprog1 | 2018-07-14 |  | ND | SP00 | 814 | 1 | mntprog1 | 2019-05-26 |  | 1002 | V | SPO | 39121500 | 39121500 | 75 | X | [6 empty] | 0 |  | 1 | THB | O |  | 0 | D | 0 |  |  |  |  | Non-Move | Non-Move | Non-Move
390245 | 03 | 75035742955 | EE,MICRO SWITCH,EMOIII A21955 set[9] | PT011 | PC | 5737.09 | 54 | 0 | 0 | 22-C-7 | mntprog1 | 2018-07-14 |  | ND | SP00 | 814 | 1 | attagons | 2020-10-14 |  | 1002 | V | SPO | 39121500 | 39121500 | 75 | X | [6 empty] | 0 |  | 1 | THB | O |  | 0 | D | 0 |  |  |  |  | Non-Move | Non-Move | Non-Move
390246 | 03 | 75035744913 | SW,PROXI,IME18-05BPSZC0S,SIEMENS | PT011 | ST | 3150 | 133 | 3 | 4 | 24-B-7 | mntprog1 | 2018-07-14 |  | VB | SP00 | 814 | 1 | mntprog1 | 2020-12-10 |  | 1002 | V | SPO | 39121550 | 39121550 | 75 | X | [6 empty] | 0 |  | 1 | THB | O |  | 0 | D | 0 |  |  |  |  | Non-Move | Non-Move | Non-Move
390247 | 03 | 75035744945 | EE,SWITCH NETWORK,PHOENIX 2832632,ABB | PT011 | PC | 15500 | 60 | 0 | 1 | 34-D-2 | mntprog1 | 2018-07-14 |  | VB | SP00 | 824 | 1 | attagons | 2020-10-14 |  | 1002 | V | SPO | 39121500 | 39121500 | 75 | X | [6 empty] | 0 |  | 1 | THB | O |  | 0 | D | 0 |  |  |  |  | Non-Move | Non-Move | Non-Move
390248 | 03 | 75035745165 | SW,PRESSURE,MS 65 HV | PT011 | PC | 11640 | 98 | 1 | 2 | 27-D-8 | mntprog1 | 2018-07-14 |  | VB | SP00 | 814 | 1 | attagons | 2020-10-14 | X | 1002 | V | SPO | 39121506 | 39121506 | 75 | X | [6 empty] | 0 |  | 1 | THB | O |  | 0 | D | 0 |  |  |  |  | Non-Move | Non-Move | Non-Move
390249 | 03 | 75035745224 | SW,PROXI,IGT 200,EFECTOR | PT011 | PC | 1700.25 | 47 | 2 | 4 | 24-D-5 | mntprog1 | 2018-07-14 |  | VB | SP00 | 814 | 1 | attagons | 2020-10-14 | X | 1002 | V | SPO | 39121550 | 39121550 | 75 | X | [6 empty] | 0 |  | 1 | THB | O |  | 0 | D | 0 |  |  |  |  | Non-Move | Non-Move | Non-Move | Proximity Switch | IFM
390250 | 03 | 75035745227 | SW,PROXI,E2E-X7D1-N 2M,OMRON | PT011 | PC | 1343 | 60 | 4 | 8 | 24-D-6 | mntprog1 | 2018-07-14 |  | VB | SP00 | 814 | 1 | attagons | 2020-10-14 |  | 1002 | V | SPO | 39121550 | 39121550 | 75 | X | [6 empty] | 0 |  | 1 | THB | O |  | 0 | D | 0 |  |  |  |  | Non-Move | Non-Move | Non-Move | Proximity Switch | OMRON
390251 | 03 | 75035746161 | SW,PRESSURE,161,SUCO | PT011 | ST | 5602.63 | 97 | 0 | 2 | 27-D-7 | mntprog1 | 2018-07-14 |  | VB | SP00 | 814 | 1 | attagons | 2020-10-14 |  | 1002 | V | SPO | 39121506 | 39121506 | 75 | X | [6 empty] | 0 |  | 1 | THB | O |  | 0 | D | 0 |  |  |  |  | Non-Move | Non-Move | Non-Move
390252 | 03 | 75035746206 | SW,PRESSURE,SP-R-150,ACT ELECTRIC | PT011 | PC | 8478.75 | 30 | 0 | 1 | 27-E-6 | mntprog1 | 2018-07-14 |  | VB | SP00 | 822 | 1 | attagons | 2020-10-14 | X | 1002 | V | SPO | 39121506 | 39121506 | 75 | X | [6 empty] | 0 |  | 1 | THB | O |  | 0 | D | 0 |  |  |  |  | Non-Move | Non-Move | Non-Move
390253 | 03 | 75035746500 | SW,PROXI,E2F-X5Y1,OMRON,24-240 VDC ÃÍ[9] | PT011 | PC | 2939.46 | 53 | 0 | 0 | 24-C-8 | mntprog1 | 2018-07-14 |  | ND | SP00 | 814 | 1 | attagons | 2020-10-14 |  | 1002 | V | SPO | 39121550 | 39121550 | 75 | X | [6 empty] | 0 |  | 1 | THB | O |  | 0 | D | 0 |  |  |  | 75035746500 | Non-Move | Move | Move | Proximity Switch | OMRON
390254 | 03 | 75035746505 | SW,PROXI,E2E-X10D1S-M1,M30, 10 MM.ÃÍ [9] | PT011 | PC | 2005 | 66 | 1 | 2 | 24-C-6 | mntprog1 | 2018-07-14 |  | ND | SP00 | 814 | 1 | attagons | 2020-10-14 | X | 1002 | V | SPO | 39121550 | 39121550 | 75 | X | [6 empty] | 0 |  | 1 | THB | O |  | 0 | D | 0 |  |  |  |  | Non-Move | Non-Move | Non-Move | Proximity Switch | OMRON
390255 | 03 | 75035746507 | SW,PROXI,IA 0004 IA-2010-ABOA,EFECTOR | PT011 | PC | 2460 | 36 | 1 | 3 | 24-D-5 | mntprog1 | 2018-07-14 |  | VB | SP00 | 814 | 1 | attagons | 2020-10-14 |  | 1002 | V | SPO | 39121550 | 39121550 | 75 | X | [6 empty] | 0 |  | 1 | THB | O |  | 0 | D | 0 |  |  |  |  | Non-Move | Non-Move | Non-Move | Proximity Switch | IFM
390256 | 03 | 75035746508 | SW,PROXI,IF5597,IF2004-FRKG | PT011 | PC | 1450.89 | 58 | 2 | 4 | 24-C-8 | mntprog1 | 2018-07-14 |  | VB | SP00 | 814 | 1 | attagons | 2020-10-14 |  | 1002 | V | SPO | 39121550 | 39121550 | 75 | X | [6 empty] | 0 |  | 1 | THB | O |  | 0 | D | 0 |  |  |  |  | Non-Move | Non-Move | Non-Move | Proximity Switch | IFM
390257 | 03 | 75035746510 | SW,PROXI,IIA3010 LBPOG,EFECTOR | PT011 | PC | 1650 | 33 | 0 | 5 | 24-B-7 | mntprog1 | 2018-07-14 |  | VB | SP00 | 814 | 1 | attagons | 2020-10-14 |  | 1002 | V | SPO | 39121550 | 39121550 | 75 | X | [6 empty] | 0 |  | 1 | THB | O |  | 0 | D | 0 |  |  |  |  | Non-Move | Non-Move | Non-Move | Proximity Switch | IFM
390258 | 03 | 75035746515 | SW,PROXI,3RG4013-0KBOO,SIEMENS [SD] | PT011 | PC | 3950 | 79 | 1 | 3 | 24-B-7 | mntprog1 | 2018-07-14 |  | VB | SP00 | 814 | 1 | mntprog1 | 2021-03-06 |  | 1002 | V | SPO | 39121550 | 39121550 | 75 | X | [6 empty] | 0 |  | 1 | THB | O |  | 0 | D | 0 |  |  |  |  | Non-Move | Non-Move | Non-Move | Proximity Switch | SIEMENS
390259 | 03 | 75035746516 | PHOTO SW,12A,GATA,TURN ON AT ABOUT 32 LX | PT011 | PC | 325 | 34 | 5 | 10 | 10-D-2 | mntprog1 | 2018-07-14 |  | VB | SP00 | 814 | 1 | attagons | 2020-10-14 |  | 1002 | V | SPO | 39121562 | 39121562 | 75 | X | [6 empty] | 0 |  | 1 | THB | O |  | 0 | D | 0 |  |  | 75035746516 | 75035746516 | Move | Move | Move
390260 | 03 | 75035746517 | SW,PROXI,XSA-V11801,TELEMECANIQUE | PT011 | PC | 3800 | 77 | 2 | 7 | 24-B-5 | mntprog1 | 2018-07-14 |  | VB | SP00 | 814 | 1 | attagons | 2020-10-14 |  | 1002 | V | SPO | 39121550 | 39121550 | 75 | X | [6 empty] | 0 |  | 1 | THB | O |  | 0 | D | 0 |  |  |  |  | Non-Move | Non-Move | Non-Move
390261 | 03 | 75035746519 | SW,PROXI,XSA-V11373,TELEMECANIQUE | PT011 | PC | 3387.7 | 64 | 2 | 4 | 24-C-6 | mntprog1 | 2018-07-14 |  | VB | SP00 | 814 | 1 | attagons | 2020-10-14 |  | 1002 | V | SPO | 39121550 | 39121550 | 75 | X | [6 empty] | 0 |  | 1 | THB | O |  | 0 | D | 0 |  |  |  |  | Non-Move | Non-Move | Non-Move
390262 | 03 | 75035746520 | SW,PROXI,E2EF-QX12D1,10-30VDC,100mA [5] | PT011 | PC | 6970 | 60 | 0 | 0 | 24-C-5 | mntprog1 | 2018-07-14 |  | ND | SP00 | 814 | 1 | attagons | 2020-10-14 |  | 1002 | V | SPO | 39121550 | 39121550 | 75 | X | [6 empty] | 0 |  | 1 | THB | O |  | 0 | D | 0 |  |  |  |  | Non-Move | Non-Move | Non-Move
390263 | 03 | 75035746525 | SW,PROXI,ZX-EDA11,OMRON [AMPLIFIER UNIT] | PT011 | PC | 10450 | 65 | 0 | 1 | 24-B-8 | mntprog1 | 2018-07-14 |  | VB | SP00 | 814 | 1 | attagons | 2020-10-14 |  | 1002 | V | SPO | 39121550 | 39121550 | 75 | X | [6 empty] | 0 |  | 1 | THB | O |  | 0 | D | 0 |  |  |  |  | Non-Move | Non-Move | Non-Move
390264 | 03 | 75035746530 | SW,PROXI,ZX-EM07MT,OMRON [SENSOR] | PT011 | PC | 16625 | 65 | 0 | 1 | 24-B-8 | mntprog1 | 2018-07-14 |  | VB | SP00 | 814 | 1 | attagons | 2020-10-14 |  | 1002 | V | SPO | 39121550 | 39121550 | 75 | X | [6 empty] | 0 |  | 1 | THB | O |  | 0 | D | 0 |  |  |  |  | Non-Move | Non-Move | Non-Move
390265 | 03 | 75035746532 | SW,PROXI,IG-2008-ABOA,EFECTOR | PT011 | PC | 2270 | 60 | 4 | 15 | 24-C-6 | mntprog1 | 2018-07-14 |  | VB | SP00 | 814 | 1 | attagons | 2020-10-14 |  | 1002 | V | SPO | 39121550 | 39121550 | 75 | X | [6 empty] | 0 |  | 1 | THB | O |  | 0 | D | 0 |  |  |  |  | Non-Move | Non-Move | Non-Move
390266 | 03 | 75035746550 | PHOTO SW,NX-71 RD,SUNX | PT011 | ST | 2940 | 30 | 2 | 3 | 10-D-3 | mntprog1 | 2018-07-14 |  | VB | SP00 | 814 | 1 | attagons | 2020-10-14 | X | 1002 | V | SPO | 39121562 | 39121562 | 75 | X | [6 empty] | 0 |  | 1 | THB | O |  | 0 | D | 0 |  |  | 75035746550 |  | Move | Non-Move | Move
390267 | 03 | 75035746555 | PHOTO SW,E3R5L+E3R5DE4,OMRON [5] | PT011 | ST | 3323.5 | 65 | 1 | 2 | 10-D-2 | mntprog1 | 2018-07-14 |  | ND | SP00 | 814 | 1 | mntprog1 | 2021-05-17 | X | 1002 | V | SPO | 39121562 | 39121562 | 75 | X | [6 empty] | 0 |  | 1 | THB | O |  | 0 | D | 0 |  |  |  |  | Non-Move | Non-Move | Non-Move
390268 | 03 | 75035746570 | PHOTO SW,PM - T54,SUNX [N] | PT011 | PC | 321.25 | 20 | 0 | 8 | 10-D-3 | mntprog1 | 2018-07-14 |  | ND | SP00 | 814 | 1 | attagons | 2020-10-14 |  | 1002 | V | SPO | 39121562 | 39121562 | 75 | X | [6 empty] | 0 |  | 1 | THB | O |  | 0 | D | 0 |  |  |  |  | Non-Move | Non-Move | Non-Move
390269 | 03 | 75035750015 | SW,PROXI,XSAV11373,TELEMECANIQUE | PT010 | PC | 3325 | 108 | 1 | 2 | 49-B-3 | mntprog1 | 2018-07-14 |  | VB | SP00 | 814 | 1 | attagons | 2020-10-14 |  | 1002 | V | SPO | 39121550 | 39121550 | 75 | X | [6 empty] | 0 |  | 1 | THB | O |  | 0 | D | 0 |  |  |  |  | Non-Move | Non-Move | Non-Move
390270 | 03 | 75035750016 | SW,PROXI,XS1M18KPM40,TELEMECANIQUE | PT010 | PC | 2320 | 30 | 1 | 2 | 49-B-3 | mntprog1 | 2018-07-14 |  | VB | SP00 | 814 | 1 | attagons | 2020-10-14 |  | 1002 | V | SPO | 39121550 | 39121550 | 75 | X | [6 empty] | 0 |  | 1 | THB | O |  | 0 | D | 0 |  |  |  |  | Non-Move | Non-Move | Non-Move
390271 | 03 | 75035750020 | PLC,SIEMENS,6ES7 214-1BD23-0XB0,(5) | PT010 | PC | 10870 | 30 | 0 | 1 | AIR 6-C-1 | mntprog1 | 2018-07-14 |  | ND | SP00 | 824 | 1 | attagons | 2020-10-14 |  | 1002 | V | SPO | 32151700 | 32151700 | 75 | X | [6 empty] | 0 |  | 1 | THB | O |  | 0 | D | 0 |  |  |  |  | Non-Move | Non-Move | Non-Move
390272 | 03 | 75035750021 | SW,PUSH BUTTON,0806003-S-1,TELE,(5) | PT010 | PC | 442 | 30 | 0 | 1 | 26-C-5 | mntprog1 | 2018-07-14 |  | ND | SP00 | 814 | 1 | attagons | 2020-10-14 |  | 1002 | V | SPO | 39121512 | 39121512 | 75 | X | [6 empty] | 0 |  | 1 | THB | O |  | 0 | D | 0 |  |  |  |  | Non-Move | Non-Move | Non-Move | PUSH BUTTON | Schneider
390273 | 03 | 75035750022 | CAN TERMINAL PLUG 3POLE,F/PM.3 | PT010 | PC | 933 | 90 | 0 | 2 | 49-B-4 | mntprog1 | 2018-07-14 |  | VB | SP00 |  | 1 | attagons | 2020-10-14 | X | 1002 | V | SPO | 23150000 | 23150000 | 75 | X | [6 empty] | 0 |  | 1 | THB | O |  | 0 | D | 0 |  |  |  |  | Non-Move | Non-Move | Non-Move
390274 | 03 | 75035750023 | SW,PUSH BUTTON,0806003-S-3,TELE,(5) | PT010 | PC | 442 | 30 | 0 | 1 | 32-E-5 | mntprog1 | 2018-07-14 |  | ND | SP00 | 814 | 1 | attagons | 2020-10-14 |  | 1002 | V | SPO | 39121512 | 39121512 | 75 | X | [6 empty] | 0 |  | 1 | THB | O |  | 0 | D | 0 |  |  |  |  | Non-Move | Non-Move | Non-Move | PUSH BUTTON | Schneider
390275 | 03 | 75035750027 | SW,PUSH BUTTON,0806003-S-7,TELE,(5) | PT010 | PC | 455 | 30 | 0 | 1 | 26-C-5 | mntprog1 | 2018-07-14 |  | ND | SP00 | 814 | 1 | attagons | 2020-10-14 |  | 1002 | V | SPO | 39121512 | 39121512 | 75 | X | [6 empty] | 0 |  | 1 | THB | O |  | 0 | D | 0 |  |  |  |  | Non-Move | Non-Move | Non-Move | PUSH BUTTON | Schneider
390276 | 03 | 75035750028 | SW,PUSH BUTTON,0806003-S-8,TELE,(5) | PT010 | PC | 442 | 30 | 0 | 1 | 26-C-5 | mntprog1 | 2018-07-14 |  | ND | SP00 | 814 | 1 | attagons | 2020-10-14 |  | 1002 | V | SPO | 39121512 | 39121512 | 75 | X | [6 empty] | 0 |  | 1 | THB | O |  | 0 | D | 0 |  |  |  |  | Non-Move | Non-Move | Non-Move | PUSH BUTTON | Schneider
390277 | 03 | 75035750032 | SW,PROXI,E2E X7D1-N,OMRON | PT010 | PC | 1343 | 30 | 1 | 5 | 49-B-2 | mntprog1 | 2018-07-14 |  | VB | SP00 | 814 | 1 | attagons | 2020-10-14 |  | 1002 | V | SPO | 39121550 | 39121550 | 75 | X | [6 empty] | 0 |  | 1 | THB | O |  | 0 | D | 0 |  |  | 75035750032 |  | Move | Non-Move | Move
390278 | 03 | 75035750033 | SW,PROXI,E2EX7D2-N,OMRON | PT010 | PC | 1667.57 | 30 | 4 | 8 | 49-B-2 | mntprog1 | 2018-07-14 |  | VB | SP00 | 814 | 1 | attagons | 2020-10-14 |  | 1002 | V | SPO | 39121550 | 39121550 | 75 | X | [6 empty] | 0 |  | 1 | THB | O |  | 0 | D | 0 |  |  |  |  | Non-Move | Non-Move | Non-Move
390279 | 03 | 75035750034 | SW,PROXI,TL-N20MD2,OMRON,(5) | PT010 | PC | 3350 | 30 | 0 | 4 | 49-B-3 | mntprog1 | 2018-07-14 |  | ND | SP00 | 814 | 1 | attagons | 2020-10-14 |  | 1002 | V | SPO | 39121550 | 39121550 | 75 | X | [6 empty] | 0 |  | 1 | THB | O |  | 0 | D | 0 |  |  |  |  | Non-Move | Non-Move | Non-Move
390280 | 03 | 75035750035 | SW,PUSH BUTTON,AVN 302 N-R ,(5) | PT010 | PC | 260 | 30 | 0 | 1 | 32-E-8 | mntprog1 | 2018-07-14 |  | ND | SP00 | 814 | 1 | attagons | 2020-10-14 |  | 1002 | V | SPO | 39121512 | 39121512 | 75 | X | [6 empty] | 0 |  | 1 | THB | O |  | 0 | D | 0 |  |  |  |  | Non-Move | Non-Move | Non-Move
390281 | 03 | 75035750036 | SW,PROXI,E2EX4MD1,OMRON,(5) | PT010 | PC | 1233.17 | 30 | 0 | 1 | 50-D-1 | mntprog1 | 2018-07-14 |  | ND | SP00 | 814 | 1 | attagons | 2020-10-14 | X | 1002 | V | SPO | 39121550 | 39121550 | 75 | X | [6 empty] | 0 |  | 1 | THB | O |  | 0 | D | 0 |  |  |  |  | Non-Move | Non-Move | Non-Move
390282 | 03 | 75035750037 | SW,PROXI,E2EX8MD1,OMRON,(5) | PT010 | PC | 1395 | 30 | 0 | 1 | 50-D-2 | mntprog1 | 2018-07-14 |  | ND | SP00 | 814 | 1 | attagons | 2020-10-14 |  | 1002 | V | SPO | 39121550 | 39121550 | 75 | X | [6 empty] | 0 |  | 1 | THB | O |  | 0 | D | 0 |  |  |  |  | Non-Move | Non-Move | Non-Move
390283 | 03 | 75035750038 | SW,PROXI,E2E-X8MD2,OMRON,(5) | PT010 | PC | 1450 | 30 | 0 | 1 | 50-D-2 | mntprog1 | 2018-07-14 |  | ND | SP00 | 814 | 1 | attagons | 2020-10-14 |  | 1002 | V | SPO | 39121550 | 39121550 | 75 | X | [6 empty] | 0 |  | 1 | THB | O |  | 0 | D | 0 |  |  |  |  | Non-Move | Non-Move | Non-Move
390284 | 03 | 75035750039 | SW,PROXI,E2E-X14MD1,OMRON,(5) | PT010 | PC | 1635 | 30 | 0 | 1 | 26-C-2 | mntprog1 | 2018-07-14 |  | ND | SP00 | 814 | 1 | attagons | 2020-10-14 |  | 1002 | V | SPO | 39121550 | 39121550 | 75 | X | [6 empty] | 0 |  | 1 | THB | O |  | 0 | D | 0 |  |  |  |  | Non-Move | Non-Move | Non-Move
390285 | 03 | 75035750040 | SW,PUSH BUTTON,XB2BA21,TELE,(5) | PT010 | PC | 150 | 96 | 0 | 1 | 26-C-4 | mntprog1 | 2018-07-14 |  | ND | SP00 | 814 | 1 | attagons | 2020-10-14 |  | 1002 | V | SPO | 39121512 | 39121512 | 75 | X | [6 empty] | 0 |  | 1 | THB | O |  | 0 | D | 0 |  |  |  |  | Non-Move | Non-Move | Non-Move
390286 | 03 | 75035750041 | SW,PROXI,E2E-X3D2-N,OMRON,(5) | PT010 | PC | 1450 | 30 | 0 | 1 | 50-D-1 | mntprog1 | 2018-07-14 |  | ND | SP00 | 814 | 1 | attagons | 2020-10-14 |  | 1002 | V | SPO | 39121550 | 39121550 | 75 | X | [6 empty] | 0 |  | 1 | THB | O |  | 0 | D | 0 |  |  |  |  | Non-Move | Non-Move | Non-Move
390287 | 03 | 75035750042 | SW,PROXI,E2E-X3D1-N,OMRON,(5) | PT010 | PC | 1378 | 30 | 0 | 1 | 26-C-2 | mntprog1 | 2018-07-14 |  | ND | SP00 | 814 | 1 | attagons | 2020-10-14 |  | 1002 | V | SPO | 39121550 | 39121550 | 75 | X | [6 empty] | 0 |  | 1 | THB | O |  | 0 | D | 0 |  |  |  |  | Non-Move | Non-Move | Non-Move
390288 | 03 | 75035750043 | SW,PROXI,TLQ5 MC1,OMRON,(5) | PT010 | PC | 850 | 30 | 0 | 1 | 49-B-3 | mntprog1 | 2018-07-14 |  | ND | SP00 | 814 | 1 | attagons | 2020-10-14 | X | 1002 | V | SPO | 39121550 | 39121550 | 75 | X | [6 empty] | 0 |  | 1 | THB | O |  | 0 | D | 0 |  |  |  |  | Non-Move | Non-Move | Non-Move
390289 | 03 | 75035750045 | SW,PUSH BUTTON,XB2BA31,TELE,(5) | PT010 | PC | 142 | 84 | 0 | 1 | 49-C-2 | mntprog1 | 2018-07-14 |  | ND | SP00 | 814 | 1 | attagons | 2020-10-14 |  | 1002 | V | SPO | 39121512 | 39121512 | 75 | X | [6 empty] | 0 |  | 1 | THB | O |  | 0 | D | 0 |  |  |  |  | Non-Move | Non-Move | Non-Move
390290 | 03 | 75035750048 | SW,PUSH BUTTON,AR30-FOR-10G,FUJI | PT010 | PC | 140 | 46 | 4 | 10 | 49-C-4 | mntprog1 | 2018-07-14 |  | VB | SP00 | 814 | 1 | attagons | 2020-10-14 |  | 1002 | V | SPO | 39121512 | 39121512 | 75 | X | [6 empty] | 0 |  | 1 | THB | O |  | 0 | D | 0 |  |  |  |  | Non-Move | Non-Move | Non-Move
390291 | 03 | 75035750050 | SW,PUSH BUTTON,XB2BA42,TELE,(5) | PT010 | PC | 418 | 103 | 0 | 1 | 49-C-3 | mntprog1 | 2018-07-14 |  | ND | SP00 | 814 | 1 | attagons | 2020-10-14 |  | 1002 | V | SPO | 39121512 | 39121512 | 75 | X | [6 empty] | 0 |  | 1 | THB | O |  | 0 | D | 0 |  |  |  |  | Non-Move | Non-Move | Non-Move
390292 | 03 | 75035750053 | SW,PUSH BUTTON,AR30-FOR-01R,FUJI | PT010 | PC | 140 | 48 | 4 | 10 | 49-C-4 | mntprog1 | 2018-07-14 |  | VB | SP00 | 814 | 1 | attagons | 2020-10-14 |  | 1002 | V | SPO | 39121512 | 39121512 | 75 | X | [6 empty] | 0 |  | 1 | THB | O |  | 0 | D | 0 |  |  |  |  | Non-Move | Non-Move | Non-Move
390293 | 03 | 75035750055 | SW,PUSH BUTTON,MK/BF22 ,(5) | PT010 | PC | 55 | 30 | 0 | 1 | 26-B-5 | mntprog1 | 2018-07-14 |  | ND | SP00 | 814 | 1 | attagons | 2020-10-14 |  | 1002 | V | SPO | 39121512 | 39121512 | 75 | X | [6 empty] | 0 |  | 1 | THB | O |  | 0 | D | 0 |  |  |  |  | Non-Move | Non-Move | Non-Move
390294 | 03 | 75035750057 | SW,PUSH BUTTON,ALONE 8820 ,(5) | PT010 | PC | 200 | 30 | 0 | 1 | 26-D-6 | mntprog1 | 2018-07-14 |  | ND | SP00 | 814 | 1 | attagons | 2020-10-14 |  | 1002 | V | SPO | 39121512 | 39121512 | 75 | X | [6 empty] | 0 |  | 1 | THB | O |  | 0 | D | 0 |  |  |  |  | Non-Move | Non-Move | Non-Move
390295 | 03 | 75035750073 | SW,PUSH BUTTON,HONEYWELL | PT011 | PC | 1829.17 | 114 | 3 | 6 | 29-A-5 | mntprog1 | 2018-07-14 |  | VB | SP00 | 814 | 1 | attagons | 2020-10-14 | X | 1002 | V | SPO | 39121512 | 39121512 | 75 | X | [6 empty] | 0 |  | 1 | THB | O |  | 0 | D | 0 |  |  |  |  | Non-Move | Non-Move | Non-Move
390296 | 03 | 75035750081 | SW,PUSH BUTTON,3SB1201-OAE01,SIEMENS | PT011 | PC | 585 | 30 | 2 | 4 | 29-C-1 | mntprog1 | 2018-07-14 |  | VB | SP00 | 814 | 1 | attagons | 2020-10-14 |  | 1002 | V | SPO | 39121512 | 39121512 | 75 | X | [6 empty] | 0 |  | 1 | THB | O |  | 0 | D | 0 |  |  | 75035750081 | 75035750081 | Move | Move | Move
390297 | 03 | 75035750085 | EE,SWITCH ,6-300 MA.,220 VAC,(5) | PT010 | ST | 1500 | 30 | 0 | 1 | 49-B-2 | mntprog1 | 2018-07-14 |  | ND | SP00 | 814 | 1 | attagons | 2020-10-14 | X | 1002 | V | SPO | 39121500 | 39121500 | 75 | X | [6 empty] | 0 |  | 1 | THB | O |  | 0 | D | 0 |  |  |  |  | Non-Move | Non-Move | Non-Move
390298 | 03 | 75035750100 | SW,PUSH BUTTON,3SB1201-OACO1,SIEMENS | PT011 | PC | 584.97 | 30 | 2 | 4 | 29-C-1 | mntprog1 | 2018-07-14 |  | VB | SP00 | 814 | 1 | attagons | 2020-10-14 |  | 1002 | V | SPO | 39121512 | 39121512 | 75 | X | [6 empty] | 0 |  | 1 | THB | O |  | 0 | D | 0 |  |  | 75035750100 |  | Move | Non-Move | Move
390299 | 03 | 75035751010 | SW,LIMIT,SK6000A10,?,(5) | PT010 | PC | 3330 | 30 | 0 | 1 | 26-C-2 | mntprog1 | 2018-07-14 |  | ND | SP00 | 814 | 1 | attagons | 2020-10-14 |  | 1002 | V | SPO | 39121509 | 39121509 | 75 | X | [6 empty] | 0 |  | 1 | THB | O |  | 0 | D | 0 |  |  |  |  | Non-Move | Non-Move | Non-Move
390300 | 03 | 75035751130 | SW,PROXI,NI4-M12-AP6X-H1141 | PT010 | PC | 1118.04 | 30 | 0 | 6 | 76-C-1 | mntprog1 | 2018-07-14 |  | VB | SP00 | 814 | 1 | attagons | 2020-10-14 |  | 1002 | V | SPO |  | 23150000 | 75 |  |  |  | Z7500 |  |  |  | 0 |  | 1 | THB | O |  | 0 | D | 0 |  |  | 75035751130 |  | Move | Non-Move | Move
390301 | 03 | 75035759000 | EE,REED SWITCH,AX145CE+SOCKET R34,���[8] | PT011 | PC | 1665 | 71 | 5 | 10 | 22-C-8 | mntprog1 | 2018-07-14 |  | ND | SP00 | 822 | 1 | mntprog1 | 2021-06-07 | X | 1002 | V | SPO | 39121500 | 39121500 | 75 | X | [6 empty] | 0 |  | 1 | THB | O |  | 0 | D | 0 |  |  |  |  | Non-Move | Non-Move | Non-Move
390302 | 03 | 75035759515 | SW,ROTARY,3SB1000-2EB01,SIEMENS,{8} | PT011 | PC | 210.54 | 63 | 0 | 4 | 29-C-4 | mntprog1 | 2018-07-14 |  | ND | SP00 | 814 | 1 | mntprog1 | 2021-02-04 |  | 1002 | V | SPO | 39121513 | 39121513 | 75 | X | [6 empty] | 0 |  | 0 | THB | O |  | 0 | D | 0 |  |  |  |  | Non-Move | Non-Move | Non-Move
390303 | 03 | 75035760040 | SW,LEVEL,61F-G3 TDL,OMRON àÅÔ¡¼ÅÔµ[9] | PT011 | PC | 3500 | 19 | 0 | 0 | 32-B-1 | mntprog1 | 2018-07-14 |  | ND | SP00 | 814 | 1 | attagons | 2020-10-14 |  | 1002 | V | SPO | 39121531 | 39121531 | 75 | X | [6 empty] | 0 |  | 1 | THB | O |  | 0 | D | 0 |  |  |  |  | Non-Move | Non-Move | Non-Move
390304 | 03 | 75035765080 | SW,LIMIT,DH2080 H42 KV2-4/1,EMAG, {ZN} | PT011 | PC | 13200 | 30 | 0 | 3 | W-35-C | mntprog1 | 2018-07-14 |  | ZN | SP00 | 814 | 1 | mntprog1 | 2021-04-09 |  | 1002 | V | SPO | 39121509 | 39121509 | 75 | X | [6 empty] | 0 |  | 0 | THB | O |  | 0 | D | 0 |  |  |  |  | Non-Move | Non-Move | Non-Move
390305 | 03 | 75035765084 | EE,REED SWITCH,DA54,220VAC NO WINDER C | PT011 | PC | 685.46 | 65 | 2 | 4 | 22-C-8 | mntprog1 | 2018-07-14 |  | VB | SP00 | 831 | 1 | attagons | 2020-10-14 | X | 1002 | V | SPO | 39121500 | 39121500 | 75 | X | [6 empty] | 0 |  | 1 | THB | O |  | 0 | D | 0 |  |  |  |  | Non-Move | Non-Move | Non-Move
390306 | 03 | 75035765090 | EE,REED SWITCH,AX145 CB+SOCKET R34,ST��� | PT011 | PC | 1687.65 | 59 | 1 | 3 | 22-C-8 | mntprog1 | 2018-07-14 |  | VB | SP00 | 831 | 1 | mntprog1 | 2021-06-07 |  | 1002 | V | SPO | 39121500 | 39121500 | 75 | X | [6 empty] | 0 |  | 1 | THB | O |  | 0 | D | 0 |  |  |  |  | Non-Move | Non-Move | Non-Move
390307 | 03 | 75035766224 | EE,REED SWITCH,SW-RO,24 VDC,200 VAC {9} | PT011 | PC | 546.88 | 60 | 1 | 2 | 22-C-8 | mntprog1 | 2018-07-14 |  | ND | SP00 | 831 | 1 | mntprog1 | 2019-05-26 |  | 1002 | V | SPO | 39121500 | 39121500 | 75 | X | [6 empty] | 0 |  | 1 | THB | O |  | 0 | D | 0 |  |  |  |  | Non-Move | Non-Move | Non-Move
390308 | 03 | 75035770210 | SW,ROTARY,3A2461,,?,(5) | PT010 | PC | 30 | 30 | 0 | 2 | 49-D-8 | mntprog1 | 2018-07-14 |  | ND | SP00 | 814 | 1 | attagons | 2020-10-14 |  | 1002 | V | SPO | 39121513 | 39121513 | 75 | X | [6 empty] | 0 |  | 1 | THB | O |  | 0 | D | 0 |  |  |  |  | Non-Move | Non-Move | Non-Move
390309 | 03 | 75035770212 | SW,ROTARY,ASW211,IDEC | PT010 | PC | 260.61 | 30 | 5 | 10 | 49-C-3 | mntprog1 | 2018-07-14 |  | VB | SP00 | 814 | 1 | attagons | 2020-10-14 |  | 1002 | V | SPO | 39121513 | 39121513 | 75 | X | [6 empty] | 0 |  | 1 | THB | O |  | 0 | D | 0 |  |  |  |  | Non-Move | Non-Move | Non-Move
390310 | 03 | 75035770240 | SW,ROTARY,800T-J42C9,ALLEN BRADLEY,(5) | PT010 | PC | 951.28 | 30 | 0 | 1 | 26-E-5 | mntprog1 | 2018-07-14 |  | ND | SP00 | 814 | 1 | attagons | 2020-10-14 |  | 1002 | V | SPO | 39121513 | 39121513 | 75 | X | [6 empty] | 0 |  | 1 | THB | O |  | 0 | D | 0 |  |  |  |  | Non-Move | Non-Move | Non-Move
390311 | 03 | 75035770248 | SW,SAFETY,4109, EGC4A-10422-01,220 V,(5) | PT010 | ST | 180 | 30 | 0 | 1 | 26-C-2 | mntprog1 | 2018-07-14 |  | ND | SP00 | 814 | 1 | attagons | 2020-10-14 |  | 1002 | V | SPO | 39121501 | 39121501 | 75 | X | [6 empty] | 0 |  | 1 | THB | O |  | 0 | D | 0 |  |  |  |  | Non-Move | Non-Move | Non-Move
390312 | 03 | 75035770252 | EE,SWITCH,26,P.8464150001,?,?,(5) | PT010 | PC | 80 | 30 | 0 | 1 | 32-E-8 | mntprog1 | 2018-07-14 |  | ND | SP00 | 814 | 1 | attagons | 2020-10-14 |  | 1002 | V | SPO | 39121500 | 39121500 | 75 | X | [6 empty] | 0 |  | 1 | THB | O |  | 0 | D | 0 |  |  |  |  | Non-Move | Non-Move | Non-Move
390313 | 03 | 75035770500 | EE,SWITCH,0806003S18 ,(5) | PT010 | PC | 754 | 30 | 0 | 1 | 49-C-2 | mntprog1 | 2018-07-14 |  | ZN | SP00 | 814 | 1 | attagons | 2020-10-14 |  | 1002 | V | SPO | 39121500 | 39121500 | 75 | X | [6 empty] | 0 |  | 1 | THB | O |  | 0 | D | 0 |  |  |  |  | Non-Move | Non-Move | Non-Move
390314 | 03 | 75035770510 | EE,SWITCH,0806003S19 ,(5) | PT010 | PC | 754 | 30 | 0 | 1 | 26-C-5 | mntprog1 | 2018-07-14 |  | ND | SP00 | 814 | 1 | attagons | 2020-10-14 |  | 1002 | V | SPO | 39121500 | 39121500 | 75 | X | [6 empty] | 0 |  | 1 | THB | O |  | 0 | D | 0 |  |  |  |  | Non-Move | Non-Move | Non-Move
390315 | 03 | 75035770512 | SW,ACC,SWITCH,XB4-BJ33,TELEME CANIQUE | PT010 | PC | 324 | 45 | 1 | 2 | 49-C-3 | mntprog1 | 2018-07-14 |  | VB | SP00 | 814 | 1 | attagons | 2020-10-14 |  | 1002 | V | SPO | 39121533 | 39121533 | 75 | X | [6 empty] | 0 |  | 1 | THB | O |  | 0 | D | 0 |  |  |  | 75035770512 | Non-Move | Move | Move
390316 | 03 | 75035770570 | EE,SWITCH,P.1620157,,?,?,(5) | PT010 | PC | 187 | 30 | 0 | 1 | 26-C-1 | mntprog1 | 2018-07-14 |  | ND | SP00 | 814 | 1 | attagons | 2020-10-14 |  | 1002 | V | SPO | 39121500 | 39121500 | 75 | X | [6 empty] | 0 |  | 1 | THB | O |  | 0 | D | 0 |  |  |  |  | Non-Move | Non-Move | Non-Move
390317 | 03 | 75035772249 | SW,SAFETY,TA614E CA10B,300 V,20 A,8,(5) | PT010 | PC | 2325 | 30 | 0 | 1 | 26-E-3 | mntprog1 | 2018-07-14 |  | ND | SP00 | 814 | 1 | attagons | 2020-10-14 |  | 1002 | V | SPO | 39121501 | 39121501 | 75 | X | [6 empty] | 0 |  | 1 | THB | O |  | 0 | D | 0 |  |  |  |  | Non-Move | Non-Move | Non-Move
390318 | 03 | 75035772251 | PSU,SIMOCODE,3UF7000,SIEMENS | PT010 | PC | 11800 | 30 | 1 | 2 | AIR 3-C-1 | mntprog1 | 2018-07-14 |  | VB | SP00 | 824 | 1 | attagons | 2020-10-14 |  | 1002 | V | SPO | 39121004 | 39121004 | 75 | X | [6 empty] | 0 |  | 1 | THB | O |  | 0 | D | 0 |  |  |  |  | Non-Move | Non-Move | Non-Move
390319 | 03 | 75035772252 | PSU,SIMOCODE,3UF7010,SIEMENS | PT010 | PC | 16500 | 30 | 1 | 2 | AIR 3-C-1 | mntprog1 | 2018-07-14 |  | VB | SP00 | 824 | 1 | attagons | 2020-10-14 |  | 1002 | V | SPO | 39121004 | 39121004 | 75 | X | [6 empty] | 0 |  | 1 | THB | O |  | 0 | D | 0 |  |  |  |  | Non-Move | Non-Move | Non-Move
390320 | 03 | 75035780110 | TOGGLEswitch''MS500F,6A125VACÁÕ6¢Ò | PT010 | PC | 80 | 47 | 2 | 5 | 49-B-4 | mntprog1 | 2018-07-14 |  | VB | SP00 | 815 | 1 | attagons | 2020-10-14 |  | 1002 | V | SPO | 39121507 | 39121507 | 75 | X | [6 empty] | 0 |  | 1 | THB | O |  | 0 | D | 0 |  |  |  |  | Non-Move | Non-Move | Non-Move
390321 | 03 | 75035780120 | SCREEN,TOUCH,PFXGP4601TMA : 12.1,PROFACE | PT010 | PC | 67000 | 30 | 0 | 1 | AIR 7-A-2 | mntprog1 | 2018-07-14 |  | VB | SP00 | 824 | 1 | attagons | 2020-10-14 |  | 1002 | V | SPO | 43211903 | 43211903 | 75 | X | [6 empty] | 0 |  | 1 | THB | O |  | 0 | D | 0 |  |  |  |  | Non-Move | Non-Move | Non-Move
390322 | 03 | 75035780122 | SCREEN,TOUCH,PANEL KP700,SIMATIC | PT010 | PC | 23469.14 | 60 | 2 | 3 | AIR 3-B-3 | mntprog1 | 2018-07-14 |  | VB | SP00 | 824 | 1 | attagons | 2020-10-14 |  | 1002 | V | SPO | 43211903 | 43211903 | 75 | X | [6 empty] | 0 |  | 1 | THB | O |  | 0 | D | 0 |  |  |  |  | Non-Move | Non-Move | Non-Move
390323 | 03 | 75035780153 | SW,TOGGLE,T523B 6P 15A,ON-OFF-ON | PT010 | PC | 90 | 85 | 0 | 2 | 49-B-4 | mntprog1 | 2018-07-14 |  | VB | SP00 | 815 | 1 | attagons | 2020-10-14 |  | 1002 | V | SPO | 39121507 | 39121507 | 75 | X | [6 empty] | 0 |  | 1 | THB | O |  | 0 | D | 0 |  |  |  |  | Non-Move | Non-Move | Non-Move
390324 | 03 | 75035780162 | SW,TOGGLE,?,?,(5) | PT010 | PC | 45.17 | 30 | 0 | 1 | 26-D-2 | mntprog1 | 2018-07-14 |  | ND | SP00 | 814 | 1 | attagons | 2020-10-14 |  | 1002 | V | SPO | 39121507 | 39121507 | 75 | X | [6 empty] | 0 |  | 1 | THB | O |  | 0 | D | 0 |  |  |  |  | Non-Move | Non-Move | Non-Move
390325 | 03 | 75035788602 | EE,SWITCH,ZB2 BE102 (NC),?,? | PT011 | PC | 78 | 56 | 12 | 24 | 30-D-2 | mntprog1 | 2018-07-14 |  | VB | SP00 | 814 | 1 | attagons | 2020-10-14 |  | 1002 | V | SPO | 39121500 | 39121500 | 75 | X | [6 empty] | 0 |  | 1 | THB | O |  | 0 | D | 0 |  |  |  |  | Non-Move | Non-Move | Non-Move
390326 | 03 | 75035800265 | PSU,SR-110-24,NEMIC-LAMBDA | PT010 | PC | 22000 | 30 | 0 | 1 | AIR 5-A-1 | mntprog1 | 2018-07-14 |  | ND | SP00 | 824 | 1 | attagons | 2020-10-14 |  | 1002 | V | SPO | 39121004 | 39121004 | 75 | X | [6 empty] | 0 |  | 1 | THB | O |  | 0 | D | 0 |  |  |  |  | Non-Move | Non-Move | Non-Move
390327 | 03 | 75035800320 | SW.FUSE 1SCA114581R1001-T ABB | PT010 | PC | 4763 | 30 | 1 | 2 | 50-B-6 | mntprog1 | 2018-07-14 |  | VB | SP00 | 822 | 1 | attagons | 2020-10-14 |  | 1002 | V | SPO |  | 23150000 | 75 | X | [6 empty] | 0 |  | 1 | THB | O |  | 0 | D | 0 |  |  |  |  | Non-Move | Non-Move | Non-Move
390328 | 03 | 75035801320 | SW.FUSE 1SCA115641R1001-T ABB | PT010 | PC | 6426 | 30 | 0 | 1 | 50-B-6 | mntprog1 | 2018-07-14 |  | VB | SP00 | 822 | 1 | attagons | 2020-10-14 |  | 1002 | V | SPO |  | 23150000 | 75 | X | [6 empty] | 0 |  | 1 | THB | O |  | 0 | D | 0 |  |  |  |  | Non-Move | Non-Move | Non-Move
390329 | 03 | 75035801360 | UNIT LASER DME 5000-312,AUTOMATICPM16(5) | PT010 | PC | 76900 | 30 | 0 | 1 | NEW STOCK | mntprog1 | 2018-07-14 |  | ND | SP00 | 845 | 1 | attagons | 2020-10-14 |  | 1002 | V | SPO |  | 23150000 | 75 |  |  |  | Z7500 |  |  |  | 0 |  | 1 | THB | O |  | 0 | D | 0 |  |  |  |  | Non-Move | Non-Move | Non-Move
390330 | 03 | 75035802320 | SW.FUSE 1SCA022726R8380-T ABB | PT010 | PC | 11416 | 30 | 0 | 1 | 50-B-6 | mntprog1 | 2018-07-14 |  | VB | SP00 | 822 | 1 | attagons | 2020-10-14 |  | 1002 | V | SPO |  | 23150000 | 75 | X | [6 empty] | 0 |  | 1 | THB | O |  | 0 | D | 0 |  |  |  |  | Non-Move | Non-Move | Non-Move
390331 | 03 | 75035802367 | LIMIT SWITCH 110A VAL0337632 | PT010 | PC | 48872 | 60 | 0 | 1 | 74-D-6 | mntprog1 | 2018-07-14 |  | VB | SP00 | C09 | 1 | attagons | 2020-10-14 | X | 1002 | V | SPO | 23150000 | 23150000 | 75 | X | [6 empty] | 0 |  | 1 | THB | O |  | 0 | D | 0 |  |  |  |  | Non-Move | Non-Move | Non-Move
390332 | 03 | 75035803320 | SW.FUSE 1SCA022753R3800-T ABB | PT010 | PC | 16254 | 30 | 0 | 1 | 50-B-5 | mntprog1 | 2018-07-14 |  | VB | SP00 | 822 | 1 | attagons | 2020-10-14 |  | 1002 | V | SPO |  | 23150000 | 75 | X | [6 empty] | 0 |  | 1 | THB | O |  | 0 | D | 0 |  |  |  |  | Non-Move | Non-Move | Non-Move
390333 | 03 | 75035804010 | DCS,RACK I/O FOR IPU POWER,A413511 àÅ[9] | PT012 | UT | 58488.39 | 60 | 0 | 0 | 114-B-8 | mntprog1 | 2018-07-14 |  | ND | SP00 | 824 | 1 | attagons | 2020-10-14 | X | 1002 | V | SPO | 32152000 | 32152000 | 75 | X | [6 empty] | 0 |  | 1 | THB | O |  | 0 | D | 0 |  |  |  |  | Non-Move | Non-Move | Non-Move
390334 | 03 | 75035804020 | PLC,6ES5 701-1LA12,SIEMENS {ZN} | PT012 | PC | 14000 | 71 | 0 | 2 | W5-1-F-1 | mntprog1 | 2018-07-14 |  | ZN | SP00 | 824 | 1 | mntprog1 | 2021-04-09 | X | 1002 | V | SPO | 32151700 | 32151700 | 75 | X | [6 empty] | 0 |  | 0 | THB | O |  | 0 | D | 0 |  |  |  |  | Non-Move | Non-Move | Non-Move
390335 | 03 | 75035804320 | SW.FUSE 1SCA022825R3810-T ABB | PT010 | PC | 29540 | 30 | 0 | 1 | 50-B-5 | mntprog1 | 2018-07-14 |  | VB | SP00 | 822 | 1 | attagons | 2020-10-14 |  | 1002 | V | SPO |  | 23150000 | 75 | X | [6 empty] | 0 |  | 1 | THB | O |  | 0 | D | 0 |  |  |  |  | Non-Move | Non-Move | Non-Move
390336 | 03 | 75035810050 | SWITCHINGregulator''ES1024, | PT010 | PC | 9065 | 30 | 0 | 2 | AIR 5-B-1 | mntprog1 | 2018-07-14 |  | ND | SP00 | 824 | 1 | attagons | 2020-10-14 | X | 1002 | V | SPO | 39121009 | 39121009 | 75 | X | [6 empty] | 0 |  | 1 | THB | O |  | 0 | D | 0 |  |  |  |  | Non-Move | Non-Move | Non-Move
390337 | 03 | 75035810052 | ELEC REGULATOR,?,5,2,? | PT010 | PC | 4753 | 30 | 0 | 2 | AIR 5-B-1 | mntprog1 | 2018-07-14 |  | ZN | SP00 | 824 | 1 | attagons | 2020-10-14 |  | 1002 | V | SPO | 39121009 | 39121009 | 75 | X | [6 empty] | 0 |  | 1 | THB | O |  | 0 | D | 0 |  |  |  |  | Non-Move | Non-Move | Non-Move
390338 | 03 | 75035810054 | ELEC REGULATOR,RS715V0.7A,15,0.7 | PT010 | PC | 3000 | 30 | 0 | 2 | AIR 5-B-1 | mntprog1 | 2018-07-14 |  | ZN | SP00 | 824 | 1 | attagons | 2020-10-14 |  | 1002 | V | SPO | 39121009 | 39121009 | 75 | X | [6 empty] | 0 |  | 1 | THB | O |  | 0 | D | 0 |  |  |  |  | Non-Move | Non-Move | Non-Move
390339 | 03 | 75035830005 | SW,PRESSURE,LOW ILPS-027E067E(PA37) | PT010 | PC | 240 | 30 | 1 | 3 | 33-E-6 | mntprog1 | 2018-07-14 |  | VB | SP00 | 837 | 1 | attagons | 2020-10-14 |  | 1003 | V | SPO | 39121506 | 39121506 | 75 | X | [6 empty] | 0 |  | 1 | THB | O |  | 0 | D | 0 |  |  |  |  | Non-Move | Non-Move | Non-Move
390340 | 03 | 75035830006 | SW,PRESSURE,HIGH IHPS-395K0295K(PB39) | PT010 | PC | 240 | 30 | 1 | 3 | 33-E-6 | mntprog1 | 2018-07-14 |  | VB | SP00 | 837 | 1 | attagons | 2020-10-14 |  | 1003 | V | SPO | 39121506 | 39121506 | 75 | X | [6 empty] | 0 |  | 1 | THB | O |  | 0 | D | 0 |  |  |  |  | Non-Move | Non-Move | Non-Move
390341 | 03 | 75035850025 | EE,SWITCH STOP,AR30NR-01R,STRAPACK | PT012 | PC | 205 | 73 | 0 | 1 | 29-D-8 | mntprog1 | 2018-07-14 |  | VB | SP00 | 814 | 1 | attagons | 2020-10-14 | X | 1002 | V | SPO | 39121500 | 39121500 | 75 | X | [6 empty] | 0 |  | 1 | THB | O |  | 0 | D | 0 |  |  |  |  | Non-Move | Non-Move | Non-Move
390342 | 03 | 75035850100 | PHOTO SW,E3S-DS10E4,(E3Z-D61 2M) OMRON | PT012 | PC | 1860.57 | 16 | 2 | 4 | 24-D-7 | mntprog1 | 2018-07-14 |  | VB | SP00 | 814 | 1 | attagons | 2020-10-14 |  | 1002 | V | SPO | 39121562 | 39121562 | 75 | X | [6 empty] | 0 |  | 1 | THB | O |  | 0 | D | 0 |  |  |  | 75035850100 | Non-Move | Move | Move
390343 | 03 | 75035850200 | SW,PROXI,XS4-P30 PA370,TELEMECANIQUE | PT012 | PC | 1620.3 | 76 | 2 | 3 | 24-C-7 | mntprog1 | 2018-07-14 |  | VB | SP00 | 814 | 1 | attagons | 2020-10-14 |  | 1002 | V | SPO | 39121550 | 39121550 | 75 | X | [6 empty] | 0 |  | 1 | THB | O |  | 0 | D | 0 |  |  |  |  | Non-Move | Non-Move | Non-Move
390344 | 03 | 75035852362 | SW,FLOW,SF1710,FINETEK [8] | PT012 | PC | 12000 | 60 | 0 | 1 | 24-E-7 | mntprog1 | 2018-07-14 |  | ND | SP00 | 814 | 1 | mntprog1 | 2020-01-05 | X | 1002 | V | SPO | 39121538 | 39121538 | 75 | X | [6 empty] | 0 |  | 1 | THB | O |  | 0 | D | 0 |  |  |  |  | Non-Move | Non-Move | Non-Move
390345 | 03 | 75035853022 | SW,LIMIT,Z15GQ22B,OMRON [5] | PT012 | PC | 249.69 | 14 | 0 | 2 | 24-C-3 | mntprog1 | 2018-07-14 |  | ND | SP00 | 814 | 1 | attagons | 2020-10-14 | X | 1002 | V | SPO | 39121509 | 39121509 | 75 | X | [6 empty] | 0 |  | 1 | THB | O |  | 0 | D | 0 |  |  | 75035853022 | 75035853022 | Move | Move | Move
390346 | 03 | 75035853025 | SW,LIMIT,''WLCL''NEMA A600,3,4&13,OMRON | PT012 | EA | 818 | 21 | 2 | 10 | 24-D-2 | mntprog1 | 2018-07-14 |  | VB | SP00 | 814 | 1 | attagons | 2020-10-14 |  | 1002 | V | SPO | 39121509 | 39121509 | 75 | X | [6 empty] | 0 |  | 1 | THB | O |  | 0 | D | 0 |  |  | 75035853025 |  | Move | Non-Move | Move
390347 | 03 | 75035853035 | SW,LIMIT,DA4-LM0422RA,OMRON | PT012 | ST | 645 | 19 | 2 | 4 | 24-B-2 | mntprog1 | 2018-07-14 |  | VB | SP00 | 814 | 1 | attagons | 2020-10-14 | X | 1002 | V | SPO | 39121509 | 39121509 | 75 | X | [6 empty] | 0 |  | 1 | THB | O |  | 0 | D | 0 |  |  |  |  | Non-Move | Non-Move | Non-Move
390348 | 03 | 75035853040 | SW,LIMIT,BZE6-2RN,HONEYWELL | PT012 | PC | 1328.55 | 9 | 2 | 4 | 24-C-3 | mntprog1 | 2018-07-14 |  | VB | SP00 | 814 | 1 | attagons | 2020-10-14 |  | 1002 | V | SPO | 39121509 | 39121509 | 75 | X | [6 empty] | 0 |  | 1 | THB | O |  | 0 | D | 0 |  |  |  |  | Non-Move | Non-Move | Non-Move
390349 | 03 | 75035854005 | SW,LIMIT,2LS1-J,HONEYWELL | PT012 | PC | 1025 | 54 | 1 | 2 | 24-C-1 | mntprog1 | 2018-07-14 |  | VB | SP00 | 814 | 1 | attagons | 2020-10-14 |  | 1002 | V | SPO | 39121509 | 39121509 | 75 | X | [6 empty] | 0 |  | 1 | THB | O |  | 0 | D | 0 |  |  |  |  | Non-Move | Non-Move | Non-Move
390350 | 03 | 75035855005 | PHOTO switch E3JM-R4M4-G | PT012 | PC | 1755 | 30 | 1 | 2 | 10-D-3 | mntprog1 | 2018-07-14 |  | VB | SP00 | 814 | 1 | attagons | 2020-10-14 | X | 1002 | V | SPO | 39121562 | 39121562 | 75 | X | [6 empty] | 0 |  | 1 | THB | O |  | 0 | D | 0 |  |  |  |  | Non-Move | Non-Move | Non-Move
390351 | 03 | 75035855357 | PHOTO SW,E3S-ATII,OMRON | PT012 | ST | 2944.01 | 19 | 1 | 2 | 24-D-7 | mntprog1 | 2018-07-14 |  | VB | SP00 | 814 | 1 | attagons | 2020-10-14 |  | 1002 | V | SPO | 39121562 | 39121562 | 75 | X | [6 empty] | 0 |  | 1 | THB | O |  | 0 | D | 0 |  |  |  |  | Non-Move | Non-Move | Non-Move
390352 | 03 | 75035855776 | SENSOR,PHOTO MLV13-54,10-30 VDC,0-6 MM | PT012 | PC | 6200 | 52 | 0 | 1 | 33-B-3 | mntprog1 | 2018-07-14 |  | VB | SP00 | 814 | 1 | attagons | 2020-10-14 |  | 1002 | V | SPO | 39121528 | 39121528 | 75 | X | [6 empty] | 0 |  | 1 | THB | O |  | 0 | D | 0 |  |  |  |  | Non-Move | Non-Move | Non-Move
390353 | 03 | 75035857010 | SW,PROXI,E2EH-X7D1-T 2M,OMRON | PT012 | PC | 2290 | 65 | 3 | 5 | 24-D-6 | mntprog1 | 2018-07-14 |  | VB | SP00 | 814 | 1 | attagons | 2020-10-14 |  | 1002 | V | SPO | 39121550 | 39121550 | 75 | X | [6 empty] | 0 |  | 1 | THB | O |  | 0 | D | 0 |  |  |  |  | Non-Move | Non-Move | Non-Move
390354 | 03 | 75035857015 | SW,PROXI,NJ5-18GM50-E2-V1,SIEMENS | PT012 | PC | 1181.25 | 11 | 2 | 4 | 24-C-5 | mntprog1 | 2018-07-14 |  | VB | SP00 | 814 | 1 | attagons | 2020-10-14 |  | 1002 | V | SPO | 39121550 | 39121550 | 75 | X | [6 empty] | 0 |  | 1 | THB | O |  | 0 | D | 0 |  |  |  |  | Non-Move | Non-Move | Non-Move
390355 | 03 | 75035857050 | SW,PROXI,BES M12 MI- NSC20B-BV03,BALLUFF | PT012 | PC | 756.43 | 24 | 2 | 4 | 24-C-7 | mntprog1 | 2018-07-14 |  | VB | SP00 | 814 | 1 | attagons | 2020-10-14 |  | 1002 | V | SPO | 39121550 | 39121550 | 75 | X | [6 empty] | 0 |  | 1 | THB | O |  | 0 | D | 0 |  |  |  |  | Non-Move | Non-Move | Non-Move
390356 | 03 | 75035857145 | SW,PROXI,INDUCTIVE,BULLUFF | PT012 | PC | 868 | 10 | 2 | 4 | 24-C-8 | mntprog1 | 2018-07-14 |  | VB | SP00 | 814 | 1 | attagons | 2020-10-14 |  | 1002 | V | SPO | 39121550 | - | 75 | X | [6 empty] | 0 |  | 1 | THB | O |  | 0 | D | 0 |  |  |  |  | Non-Move | Non-Move | Non-Move
390357 | 03 | 75035857588 | SW,PROXI,TL-N10 ME1,OMRON [5] | PT012 | PC | 1314.06 | 10 | 0 | 0 | 24-B-8 | mntprog1 | 2018-07-14 |  | ND | SP00 | 814 | 1 | attagons | 2020-10-14 |  | 1002 | V | SPO | 39121550 | - | 75 | X | [6 empty] | 0 |  | 1 | THB | O |  | 0 | D | 0 |  |  |  |  | Non-Move | Non-Move | Non-Move
390358 | 03 | 75035858003 | SW,PUSH BUTTON,3SB1400-OB,SIEMENS | PT012 | PC | 220 | 114 | 4 | 6 | 29-A-6 | mntprog1 | 2018-07-14 |  | VB | SP00 | 814 | 1 | attagons | 2020-10-14 |  | 1002 | V | SPO | 39121512 | 39121512 | 75 | X | [6 empty] | 0 |  | 1 | THB | O |  | 0 | D | 0 |  |  |  |  | Non-Move | Non-Move | Non-Move
390359 | 03 | 75035858035 | SW,PUSH BUTTON,3SB1206-0AE01,SIEMENS | PT012 | PC | 760 | 61 | 2 | 4 | 29-A-5 | mntprog1 | 2018-07-14 |  | VB | SP00 | 814 | 1 | attagons | 2020-10-14 | X | 1002 | V | SPO | 39121512 | 39121512 | 75 | X | [6 empty] | 0 |  | 1 | THB | O |  | 0 | D | 0 |  |  |  |  | Non-Move | Non-Move | Non-Move
390360 | 03 | 75035858040 | SW,PUSH BUTTON,AB6H-A2W,IDEC [5] | PT012 | PC | 308.2 | 100 | 0 | 0 | 29-A-5 | mntprog1 | 2018-07-14 |  | ND | SP00 | 814 | 1 | attagons | 2020-10-14 | X | 1002 | V | SPO | 39121512 | 39121512 | 75 | X | [6 empty] | 0 |  | 1 | THB | O |  | 0 | D | 0 |  |  |  |  | Non-Move | Non-Move | Non-Move
390361 | 03 | 75035858302 | SW,PUSH BUTTON,AR30-F10-G,FUJI | PT012 | PC | 141.63 | 45 | 3 | 9 | 29-A-6 | mntprog1 | 2018-07-14 |  | VB | SP00 | 814 | 1 | attagons | 2020-10-14 |  | 1002 | V | SPO | 39121512 | 39121512 | 75 | X | [6 empty] | 0 |  | 1 | THB | O |  | 0 | D | 0 |  |  |  |  | Non-Move | Non-Move | Non-Move
390362 | 03 | 75035858305 | SW,PUSH BUTTON,AR 30-F01-R,FUJI | PT012 | PC | 141.25 | 45 | 0 | 2 | 29-A-6 | mntprog1 | 2018-07-14 |  | VB | SP00 | 814 | 1 | mntprog1 | 2020-11-13 |  | 1002 | V | SPO | 39121512 | 39121512 | 75 | X | [6 empty] | 0 |  | 1 | THB | O |  | 0 | D | 0 |  |  |  |  | Non-Move | Non-Move | Non-Move
390363 | 03 | 75035901375 | SENSOR,PROXIMITY,10-30 VDC,1.5-6 MM | PT012 | PC | 1827 | 13 | 0 | 1 | 33-B-3 | mntprog1 | 2018-07-14 |  | VB | SP00 | 814 | 1 | attagons | 2020-10-14 |  | 1002 | V | SPO | 41111926 | 41111926 | 75 | X | [6 empty] | 0 |  | 1 | THB | O |  | 0 | D | 0 |  |  |  |  | Non-Move | Non-Move | Non-Move
390364 | 03 | 75035903511 | SW,ROTARY,AR22-PR211B,FUJI | PT011 | PC | 200 | 85 | 3 | 6 | 29-C-2 | mntprog1 | 2018-07-14 |  | VB | SP00 | 814 | 1 | attagons | 2020-10-14 |  | 1002 | V | SPO | 39121513 | 39121513 | 75 | X | [6 empty] | 0 |  | 1 | THB | O |  | 0 | D | 0 |  |  |  |  | Non-Move | Non-Move | Non-Move
390365 | 03 | 75035904322 | SW,ROTARY,ASS320N,IDEC | PT011 | PC | 450 | 92 | 2 | 4 | 29-B-8 | mntprog1 | 2018-07-14 |  | VB | SP00 | 814 | 1 | attagons | 2020-10-14 |  | 1002 | V | SPO | 39121513 | 39121513 | 75 | X | [6 empty] | 0 |  | 1 | THB | O |  | 0 | D | 0 |  |  |  |  | Non-Move | Non-Move | Non-Move
390366 | 03 | 75035905211 | SW,ROTARY,AR30 PR-122B,FUJI | PT011 | PC | 480 | 74 | 2 | 4 | 29-C-1 | mntprog1 | 2018-07-14 |  | VB | SP00 | 814 | 1 | attagons | 2020-10-14 |  | 1002 | V | SPO | 39121513 | 39121513 | 75 | X | [6 empty] | 0 |  | 1 | THB | O |  | 0 | D | 0 |  |  |  |  | Non-Move | Non-Move | Non-Move
390367 | 03 | 75035914322 | SW,ROTARY,AH 30-P1B22,FUJI,{8} | PT011 | PC | 540 | 66 | 3 | 5 | 29-C-2 | mntprog1 | 2018-07-14 |  | ND | SP00 | 814 | 1 | mntprog1 | 2019-07-03 |  | 1002 | V | SPO | 39121513 | 39121513 | 75 | X | [6 empty] | 0 |  | 1 | THB | O |  | 0 | D | 0 |  |  |  |  | Non-Move | Non-Move | Non-Move
390368 | 03 | 75035915211 | SW,ROTARY,AR30PR-211B,FUJI | PT011 | PC | 218 | 62 | 3 | 6 | 29-C-2 | mntprog1 | 2018-07-14 |  | VB | SP00 | 814 | 1 | attagons | 2020-10-14 |  | 1002 | V | SPO | 39121513 | 39121513 | 75 | X | [6 empty] | 0 |  | 1 | THB | O |  | 0 | D | 0 |  |  |  | 75035915211 | Non-Move | Move | Move
390369 | 03 | 75035916322 | SW,ROTARY,AH 30-P3B22,FUJI | PT011 | PC | 325 | 52 | 2 | 4 | 29-C-3 | mntprog1 | 2018-07-14 |  | VB | SP00 | 814 | 1 | attagons | 2020-10-14 |  | 1002 | V | SPO | 39121513 | 39121513 | 75 | X | [6 empty] | 0 |  | 1 | THB | O |  | 0 | D | 0 |  |  | 75035916322 | 75035916322 | Move | Move | Move
390370 | 03 | 75035938211 | SW,DISCONNECT,ISOLATE TCA10 A211-623E | PT011 | PC | 650 | 45 | 0 | 1 | 29-B-5 | mntprog1 | 2018-07-14 |  | VB | SP00 | 814 | 1 | attagons | 2020-10-14 |  | 1002 | V | SPO | 39121556 | 39121556 | 75 | X | [6 empty] | 0 |  | 1 | THB | O |  | 0 | D | 0 |  |  |  |  | Non-Move | Non-Move | Non-Move
390371 | 03 | 75035944720 | TEMPORARY BELT 720M8, MEK2300 | PT011 | PC | 20300 | 90 | 0 | 1 | 34-C-7 | mntprog1 | 2018-07-14 |  | VB | SP00 | 824 | 1 | attagons | 2020-10-14 | X | 1002 | V | SPO | 23150000 | 23150000 | 75 | X | [6 empty] | 0 |  | 1 | THB | O |  | 0 | D | 0 |  |  |  |  | Non-Move | Non-Move | Non-Move
390372 | 03 | 75035945070 | TERMINALhv'',WireS:70mm,OD:10mm [5] | PT011 | PC | 72 | 160 | 0 | 4 | 30-E-8 | mntprog1 | 2018-07-14 |  | ND | SP00 | 815 | 1 | mntprog1 | 2020-11-15 | X | 1002 | V | SPO | 39121405 | 39121405 | 75 | X | [6 empty] | 0 |  | 1 | THB | O |  | 0 | D | 0 |  |  |  |  | Non-Move | Non-Move | Non-Move
390373 | 03 | 75035945095 | LUG,CABLE ,95 MM2,1/2 ",{8} | PT011 | PC | 168 | 160 | 3 | 4 | 30-E-8 | mntprog1 | 2018-07-14 |  | ND | SP00 | 815 | 1 | attagons | 2020-10-14 |  | 1002 | V | SPO | 39121405 | 39121405 | 75 | X | [6 empty] | 0 |  | 1 | THB | O |  | 0 | D | 0 |  |  |  |  | Non-Move | Non-Move | Non-Move
390374 | 03 | 75035945120 | TERMINALhv'',WireS:120mm,OD:14mm | PT011 | PC | 187.42 | 160 | 3 | 4 | 30-E-8 | mntprog1 | 2018-07-14 |  | VB | SP00 | 815 | 1 | attagons | 2020-10-14 | X | 1002 | V | SPO | 39121405 | 39121405 | 75 | X | [6 empty] | 0 |  | 1 | THB | O |  | 0 | D | 0 |  |  |  |  | Non-Move | Non-Move | Non-Move
390375 | 03 | 75035945150 | TERMINALhv'',WireS:150mm,OD:16mm | PT011 | PC | 265 | 60 | 3 | 4 | 30-E-8 | mntprog1 | 2018-07-14 |  | VB | SP00 | 815 | 1 | attagons | 2020-10-14 | X | 1002 | V | SPO | 39121405 | 39121405 | 75 | X | [6 empty] | 0 |  | 1 | THB | O |  | 0 | D | 0 |  |  |  |  | Non-Move | Non-Move | Non-Move
390376 | 03 | 75035945185 | LUG,CABLE,?,185 MM2,1/2"B=2"L=3.27/32 | PT011 | PC | 325 | 160 | 3 | 4 | 30-E-8 | mntprog1 | 2018-07-14 |  | VB | SP00 | 815 | 1 | attagons | 2020-10-14 | X | 1002 | V | SPO | 39121405 | 39121405 | 75 | X | [6 empty] | 0 |  | 1 | THB | O |  | 0 | D | 0 |  |  |  |  | Non-Move | Non-Move | Non-Move
390377 | 03 | 75035945240 | TERMINALhv'',WireS:240mm,OD:20mm | PT011 | PC | 370 | 160 | 3 | 4 | 30-E-8 | mntprog1 | 2018-07-14 |  | VB | SP00 | 815 | 1 | attagons | 2020-10-14 | X | 1002 | V | SPO | 39121405 | 39121405 | 75 | X | [6 empty] | 0 |  | 1 | THB | O |  | 0 | D | 0 |  |  |  |  | Non-Move | Non-Move | Non-Move
390378 | 03 | 75035945300 | TERMINALhv'',WireS:300mm,OD:22mm | PT011 | PC | 570 | 160 | 3 | 4 | 30-E-8 | mntprog1 | 2018-07-14 |  | VB | SP00 | 815 | 1 | attagons | 2020-10-14 | X | 1002 | V | SPO | 39121405 | 39121405 | 75 | X | [6 empty] | 0 |  | 1 | THB | O |  | 0 | D | 0 |  |  |  |  | Non-Move | Non-Move | Non-Move
390379 | 03 | 75035945450 | DCS,TERMINAL BOARD,KBS1HM,YOKOGAWA [8] | PT011 | ST | 4494.38 | 0 | 0 | 1 | 34-D-6 | mntprog1 | 2018-07-14 |  | VB | SP00 | 824 | 1 | mntprog1 | 2020-12-24 | X | 1002 | V | SPO | 32152000 | 32152000 | 75 | X | [6 empty] | 0 |  | 1 | THB | O |  | 0 | D | 0 |  |  |  |  | Non-Move | Non-Move | Non-Move
390380 | 03 | 75035945491 | TERMINAL,ELEC,BOARD, ROOM A, EP#9,10, [5 | PT011 | PC | 17929.5 | 130 | 0 | 0 | 33-B-6 | mntprog1 | 2018-07-14 |  | ND | SP00 | 834 | 1 | attagons | 2020-10-14 |  | 1002 | V | SPO | 39121432 | 39121432 | 75 | X | [6 empty] | 0 |  | 1 | THB | O |  | 0 | D | 0 |  |  |  |  | Non-Move | Non-Move | Non-Move
390381 | 03 | 75035954600 | TERMINALpower''p.534600,Cable [ZN] | PT011 | PC | 1 | 30 | 0 | 1 | W5-C-2 | mntprog1 | 2018-07-14 |  | ZN | SP00 |  | 1 | mntprog1 | 2021-04-09 | X | 1002 | V | SPO | 39121432 | 39121432 | 75 | X | [6 empty] | 0 |  | 0 | THB | O |  | 0 | D | 0 |  |  |  |  | Non-Move | Non-Move | Non-Move
390382 | 03 | 75035957070 | TERMINAL,ELEC,70 - 120 SQ.MM,APKT 7B1XI | PT011 | ST | 2439.32 | 90 | 2 | 3 | 30-E-4 | mntprog1 | 2018-07-14 |  | VB | SP00 | 815 | 1 | attagons | 2020-10-14 | X | 1002 | V | SPO | 39121432 | 39121432 | 75 | X | [6 empty] | 0 |  | 1 | THB | O |  | 0 | D | 0 |  |  |  |  | Non-Move | Non-Move | Non-Move
390383 | 03 | 75035958050 | TERMINAL,ELEC,50-70 MM2,APKT 24B1XI | PT011 | ST | 3210 | 65 | 0 | 1 | 30-E-5 | mntprog1 | 2018-07-14 |  | VB | SP00 | 815 | 1 | attagons | 2020-10-14 | X | 1002 | V | SPO | 39121432 | 39121432 | 75 | X | [6 empty] | 0 |  | 1 | THB | O |  | 0 | D | 0 |  |  |  |  | Non-Move | Non-Move | Non-Move
390384 | 03 | 75035958095 | TERMINAL,ELEC,95-185 MM2,APKT24C1XI [5] | PT011 | ST | 5616 | 160 | 0 | 1 | 30-E-6 | mntprog1 | 2018-07-14 |  | ND | SP00 | 815 | 1 | mntprog1 | 2021-02-28 | X | 1002 | V | SPO | 39121432 | 39121432 | 75 | X | [6 empty] | 0 |  | 1 | THB | O |  | 0 | D | 0 |  |  |  |  | Non-Move | Non-Move | Non-Move
390385 | 03 | 75035958240 | TERMINAL,ELEC,240-400 MM2,APKT24D1XI [5] | PT011 | ST | 6435 | 160 | 0 | 1 | 30-E-6 | mntprog1 | 2018-07-14 |  | ND | SP00 | 815 | 1 | mntprog1 | 2021-03-06 | X | 1002 | V | SPO | 39121432 | 39121432 | 75 | X | [6 empty] | 0 |  | 1 | THB | O |  | 0 | D | 0 |  |  |  |  | Non-Move | Non-Move | Non-Move
390386 | 03 | 75035959001 | CABLE,TERMINATION,P0400HH,FOXBORO [ZN] | PT011 | PC | 16900 | 0 | 0 | 1 | W5-,A2-F-1 | mntprog1 | 2018-07-14 |  | ZN | SP00 | 811 | 1 | mntprog1 | 2021-04-09 | X | 1002 | V | SPO | 26121600 | 26121600 | 75 | X | [6 empty] | 0 |  | 0 | THB | O |  | 0 | D | 0 |  |  |  |  | Non-Move | Non-Move | Non-Move
390387 | 03 | 75035959004 | CABLE,TERMINATION,P0500RY,FOXBORO [wo] | PT011 | PC | 14200 | 0 | 0 | 1 | 36-C-3 | mntprog1 | 2018-07-14 |  | ZN | SP00 | 811 | 1 | mntprog1 | 2019-04-05 | X | 1002 | V | SPO | 26121600 | 26121600 | 75 | X | [6 empty] | 0 |  | 1 | THB | O |  | 0 | D | 0 |  |  |  |  | Non-Move | Non-Move | Non-Move
390388 | 03 | 75035959007 | CABLE,TERMINATION,P0500SR,FOXBORO [ZN] | PT011 | PC | 24400 | 0 | 0 | 1 | W5-,A2-F-1 | mntprog1 | 2018-07-14 |  | ZN | SP00 | 811 | 1 | mntprog1 | 2021-04-09 | X | 1002 | V | SPO | 26121600 | 26121600 | 75 | X | [6 empty] | 0 |  | 0 | THB | O |  | 0 | D | 0 |  |  |  |  | Non-Move | Non-Move | Non-Move
390389 | 03 | 75035959009 | CABLE,TERMINATION,P0700HU,FOXBORO [ZN] | PT011 | PC | 5888 | 0 | 0 | 1 | W5-,A2-F-1 | mntprog1 | 2018-07-14 |  | ZN | SP00 | 811 | 1 | mntprog1 | 2021-04-09 | X | 1002 | V | SPO | 26121600 | 26121600 | 75 | X | [6 empty] | 0 |  | 0 | THB | O |  | 0 | D | 0 |  |  |  |  | Non-Move | Non-Move | Non-Move
390390 | 03 | 75035959017 | CABLE,TERMINATION,P0700KN,FOXBORO [ZN] | PT011 | PC | 24400 | 0 | 0 | 1 | W5-,A2-F-1 | mntprog1 | 2018-07-14 |  | ZN | SP00 | 811 | 1 | mntprog1 | 2021-04-09 | X | 1002 | V | SPO | 26121600 | 26121600 | 75 | X | [6 empty] | 0 |  | 0 | THB | O |  | 0 | D | 0 |  |  |  |  | Non-Move | Non-Move | Non-Move
390391 | 03 | 75035959024 | CABLE,TERMINATION,P0902BP,FOXBORO [ZN] | PT011 | PC | 64600 | 0 | 0 | 1 | W5-,A2-F-1 | mntprog1 | 2018-07-14 |  | ZN | SP00 | 811 | 1 | mntprog1 | 2021-04-09 | X | 1002 | V | SPO | 26121600 | 26121600 | 75 | X | [6 empty] | 0 |  | 0 | THB | O |  | 0 | D | 0 |  |  |  |  | Non-Move | Non-Move | Non-Move
390392 | 03 | 75035959026 | CABLE,TERMINATION,DM902CA,FOXBORO [ZN] | PT011 | PC | 64600 | 0 | 0 | 1 | W5-,A2-F-1 | mntprog1 | 2018-07-14 |  | ZN | SP00 | 811 | 1 | mntprog1 | 2021-04-09 | X | 1002 | V | SPO | 26121600 | 26121600 | 75 | X | [6 empty] | 0 |  | 0 | THB | O |  | 0 | D | 0 |  |  |  |  | Non-Move | Non-Move | Non-Move
390393 | 03 | 75035961070 | TERMINAL,ELEC,70 - 120 MM2,EPKJ 3251 [N] | PT011 | PC | 2905.5 | 90 | 0 | 6 | 30-F-6 | mntprog1 | 2018-07-14 |  | ND | SP00 | 815 | 1 | attagons | 2020-10-14 | X | 1002 | V | SPO | 39121432 | 39121432 | 75 | X | [6 empty] | 0 |  | 1 | THB | O |  | 0 | D | 0 |  |  |  |  | Non-Move | Non-Move | Non-Move
390394 | 03 | 75035961150 | TERMINAL,ELEC,150- 185 MM2,EPKJ 3252 | PT011 | PC | 5733 | 160 | 2 | 3 | 30-F-5 | mntprog1 | 2018-07-14 |  | VB | SP00 | 815 | 1 | attagons | 2020-10-14 | X | 1002 | V | SPO | 39121432 | 39121432 | 75 | X | [6 empty] | 0 |  | 1 | THB | O |  | 0 | D | 0 |  |  |  |  | Non-Move | Non-Move | Non-Move
390395 | 03 | 75035961240 | TERMINAL,ELEC,240-300 MM2,EPKJ 3253 [5] | PT011 | PC | 7040.33 | 160 | 0 | 3 | 30-F-7 | mntprog1 | 2018-07-14 |  | ND | SP00 | 815 | 1 | attagons | 2020-10-14 | X | 1002 | V | SPO | 39121432 | 39121432 | 75 | X | [6 empty] | 0 |  | 1 | THB | O |  | 0 | D | 0 |  |  |  |  | Non-Move | Non-Move | Non-Move
390396 | 03 | 75035962070 | TERMINAL,ELEC,70- 150 MM2,EPKJ 5257 | PT011 | PC | 10683.33 | 160 | 2 | 3 | 30-F-1 | mntprog1 | 2018-07-14 |  | VB | SP00 | 815 | 1 | attagons | 2020-10-14 | X | 1002 | V | SPO | 39121432 | 39121432 | 75 | X | [6 empty] | 0 |  | 1 | THB | O |  | 0 | D | 0 |  |  |  |  | Non-Move | Non-Move | Non-Move
390397 | 03 | 75035962166 | TERMINAL,ELEC,16-6,CL16-6,CALY (100PC/PA | PT011 | PC | 4.38 | 65 | 50 | 200 | 11-C-8 | mntprog1 | 2018-07-14 |  | VB | SP00 | 815 | 1 | attagons | 2020-10-14 |  | 1002 | V | SPO | 39121432 | 39121432 | 75 | X | [6 empty] | 0 |  | 1 | THB | O |  | 0 | D | 0 |  |  | 75035962166 | 75035962166 | Move | Move | Move
390398 | 03 | 75035962185 | TERMINAL,ELEC,185-240 MM2,EPKJ3258 [5] | PT011 | PC | 11275.67 | 160 | 0 | 3 | 30-F-2 | mntprog1 | 2018-07-14 |  | ND | SP00 | 815 | 1 | attagons | 2020-10-14 | X | 1002 | V | SPO | 39121432 | 39121432 | 75 | X | [6 empty] | 0 |  | 1 | THB | O |  | 0 | D | 0 |  |  |  |  | Non-Move | Non-Move | Non-Move
390399 | 03 | 75035962256 | TERMINAL,ELEC,25-6,256,CALY (50PCS/PACK) | PT011 | PC | 6.56 | 68 | 50 | 100 | 11-C-8 | mntprog1 | 2018-07-14 |  | VB | SP00 | 815 | 1 | attagons | 2020-10-14 |  | 1002 | V | SPO | 39121432 | 39121432 | 75 | X | [6 empty] | 0 |  | 1 | THB | O |  | 0 | D | 0 |  |  | 75035962256 | 75035962256 | Move | Move | Move
390400 | 03 | 75035962258 | TERMINAL,ELEC,25-8,258,CALY (50PC/PACK) | PT011 | PC | 6.57 | 60 | 50 | 100 | 11-C-8 | mntprog1 | 2018-07-14 |  | VB | SP00 | 815 | 1 | attagons | 2020-10-14 |  | 1002 | V | SPO | 39121432 | 39121432 | 75 | X | [6 empty] | 0 |  | 1 | THB | O |  | 0 | D | 0 |  |  | 75035962258 | 75035962258 | Move | Move | Move
390401 | 03 | 75035962356 | TERMINAL,ELEC,35-6,356,CALY,(50 PC/PACK) | PT011 | PC | 7.92 | 65 | 15 | 50 | 11-C-7 | mntprog1 | 2018-07-14 |  | VB | SP00 | 815 | 1 | attagons | 2020-10-14 |  | 1002 | V | SPO | 39121432 | 39121432 | 75 | X | [6 empty] | 0 |  | 1 | THB | O |  | 0 | D | 0 |  |  |  |  | Non-Move | Non-Move | Non-Move
390402 | 03 | 75035962358 | TERMINAL,ELEC,35-8,358,CALY (50PCS/PACK) | PT011 | PC | 8 | 60 | 50 | 100 | 11-C-7 | mntprog1 | 2018-07-14 |  | VB | SP00 | 815 | 1 | attagons | 2020-10-14 |  | 1002 | V | SPO | 39121432 | 39121432 | 75 | X | [6 empty] | 0 |  | 1 | THB | O |  | 0 | D | 0 |  |  | 75035962358 | 75035962358 | Move | Move | Move
390403 | 03 | 75035962508 | TERMINAL,ELEC,CL50-8,508 (20 PCS/PACK) | PT011 | PC | 13.13 | 63 | 20 | 40 | 11-C-6 | mntprog1 | 2018-07-14 |  | VB | SP00 | 815 | 1 | attagons | 2020-10-14 |  | 1002 | V | SPO | 39121432 | 39121432 | 75 | X | [6 empty] | 0 |  | 1 | THB | O |  | 0 | D | 0 |  |  | 75035962508 | 75035962508 | Move | Move | Move
390404 | 03 | 75035965010 | TERMINAL,ELEC,CL50-10,50-10 (20PCS/PACK) | PT011 | PC | 13.13 | 65 | 20 | 40 | 11-C-6 | mntprog1 | 2018-07-14 |  | VB | SP00 | 815 | 1 | attagons | 2020-10-14 |  | 1002 | V | SPO | 39121432 | 39121432 | 75 | X | [6 empty] | 0 |  | 1 | THB | O |  | 0 | D | 0 |  |  | 75035965010 |  | Move | Non-Move | Move
390405 | 03 | 75035982622 | TERMINAL,ELEC ,B22622,EMOIII | PT011 | PC | 2193.33 | 90 | 2 | 4 | 22-C-6 | mntprog1 | 2018-07-14 |  | VB | SP00 |  | 1 | attagons | 2020-10-14 |  | 1002 | V | SPO | 39121432 | 39121432 | 75 | X | [6 empty] | 0 |  | 1 | THB | O |  | 0 | D | 0 |  |  |  |  | Non-Move | Non-Move | Non-Move
390406 | 03 | 75035984150 | TERMINATORdcs'ABB'TC150V150,150OHM [N] | PT011 | PC | 1 | 30 | 0 | 6 | 75-D-2 | mntprog1 | 2018-07-14 |  | ND | SP00 | 824 | 1 | attagons | 2020-10-14 | X | 1002 | V | SPO | 32152000 | 32152000 | 75 | X | [6 empty] | 0 |  | 1 | THB | O |  | 0 | D | 0 |  |  |  |  | Non-Move | Non-Move | Non-Move
390407 | 03 | 75036000005 | THYRISTOR'RELIANCE',FOR 30300SB {ZN} | PT012 | PC | 10000 | 30 | 0 | 3 | W5-FLOOR | mntprog1 | 2018-07-14 |  | ZN | SP00 | 824 | 1 | mntprog1 | 2021-04-09 | X | 1002 | V | SPO | 32111702 | 32111702 | 75 | X | [6 empty] | 0 |  | 0 | THB | O |  | 0 | D | 0 |  |  |  |  | Non-Move | Non-Move | Non-Move
390408 | 03 | 75036000015 | THYRISTOR,30303,13-SC,RELIANCE,{9} | PT012 | PC | 10000 | 30 | 3 | 6 | 113-A-7 | mntprog1 | 2018-07-14 |  | ND | SP00 | 824 | 1 | mntprog1 | 2019-05-26 | X | 1002 | V | SPO | 32111702 | 32111702 | 75 | X | [6 empty] | 0 |  | 1 | THB | O |  | 0 | D | 0 |  |  |  |  | Non-Move | Non-Move | Non-Move
390409 | 03 | 75036000020 | THYRISTOR,30304SB,RELIANCE,รอ{9} | PT012 | PC | 15813.33 | 60 | 0 | 6 | 113-A-8 | mntprog1 | 2018-07-14 |  | ND | SP00 | 824 | 1 | mntprog1 | 2019-05-26 | X | 1002 | V | SPO | 32111702 | 32111702 | 75 | X | [6 empty] | 0 |  | 1 | THB | O |  | 0 | D | 0 |  |  |  |  | Non-Move | Non-Move | Non-Move
390410 | 03 | 75036000025 | THYRISTOR'RELIANCE',FOR 30310SB {ZN} | PT012 | PC | 10000 | 30 | 1 | 3 | W5-FLOOR | mntprog1 | 2018-07-14 |  | ZN | SP00 | 824 | 1 | mntprog1 | 2021-04-09 | X | 1002 | V | SPO | 32111702 | 32111702 | 75 | X | [6 empty] | 0 |  | 0 | THB | O |  | 0 | D | 0 |  |  |  |  | Non-Move | Non-Move | Non-Move
390411 | 03 | 75036000030 | THYRISTOR,30311SE,RELIANCE ELECTRIC, [5] | PT012 | PC | 10000 | 30 | 0 | 0 | 115-C-3 | mntprog1 | 2018-07-14 |  | ND | SP00 | 824 | 1 | attagons | 2020-10-14 | X | 1002 | V | SPO | 32111702 | 32111702 | 75 | X | [6 empty] | 0 |  | 1 | THB | O |  | 0 | D | 0 |  |  |  |  | Non-Move | Non-Move | Non-Move
390412 | 03 | 75036000035 | THYRISTOR,30312SE,RELIANCE ELECTRIC {ZN} | PT012 | PC | 185800 | 32 | 0 | 2 | W5-1-B-2 | mntprog1 | 2018-07-14 |  | ZN | SP00 | 824 | 1 | mntprog1 | 2021-04-09 | X | 1002 | V | SPO | 32111702 | 32111702 | 75 | X | [6 empty] | 0 |  | 0 | THB | O |  | 0 | D | 0 |  |  |  |  | Non-Move | Non-Move | Non-Move
390413 | 03 | 75036000040 | THYRISTOR'RELIANCE',FOR 50400 {ZN} | PT012 | PC | 10000 | 30 | 0 | 3 | W5-1-C-3 | mntprog1 | 2018-07-14 |  | ZN | SP00 | 824 | 1 | mntprog1 | 2021-04-09 | X | 1002 | V | SPO | 32111702 | 32111702 | 75 | X | [6 empty] | 0 |  | 0 | THB | O |  | 0 | D | 0 |  |  |  |  | Non-Move | Non-Move | Non-Move
390414 | 03 | 75036000045 | THYRISTOR,W97020-Z1009-C363 {ZN} | PT012 | ST | 25460 | 30 | 2 | 4 | W5-1-C-4 | mntprog1 | 2018-07-14 |  | ZN | SP00 | 824 | 1 | mntprog1 | 2021-04-09 | X | 1002 | V | SPO | 32111702 | 32111702 | 75 | X | [6 empty] | 0 |  | 0 | THB | O |  | 0 | D | 0 |  |  |  |  | Non-Move | Non-Move | Non-Move
390415 | 03 | 75036001130 | SW.PHOTO ELECTRIC,10-30 VDC,S186E | PT010 | PC | 2236.09 | 30 | 0 | 1 | 76-C-1 | mntprog1 | 2018-07-14 |  | VB | SP00 | 814 | 1 | attagons | 2020-10-14 |  | 1002 | V | SPO |  | 23150000 | 75 |  |  |  | Z7500 |  |  |  | 0 |  | 1 | THB | O |  | 0 | D | 0 |  |  |  | 75036001130 | Non-Move | Move | Move
390416 | 03 | 75036002008 | TIMER,3-60 SEC,?,TIMER,(5) | PT010 | PC | 2461.86 | 30 | 0 | 1 | 26-D-3 | mntprog1 | 2018-07-14 |  | ND | SP00 | 822 | 1 | attagons | 2020-10-14 |  | 1002 | V | SPO | 39121523 | 39121523 | 75 | X | [6 empty] | 0 |  | 1 | THB | O |  | 0 | D | 0 |  |  |  |  | Non-Move | Non-Move | Non-Move
390417 | 03 | 75036002130 | SW.PHOTO ELECTRIC,10-30 VDC,S18SP6R | PT010 | PC | 3726.81 | 30 | 0 | 1 | 76-C-1 | mntprog1 | 2018-07-14 |  | VB | SP00 | 814 | 1 | attagons | 2020-10-14 |  | 1002 | V | SPO |  | 23150000 | 75 |  |  |  | Z7500 |  |  |  | 0 |  | 1 | THB | O |  | 0 | D | 0 |  |  |  | 75036002130 | Non-Move | Move | Move
390418 | 03 | 75036002360 | PHOTOCELLS ISD300-6211,AUTOMATICPM16(5) | PT010 | PC | 37700 | 30 | 0 | 1 | NEW STOCK | mntprog1 | 2018-07-14 |  | ND | SP00 | 822 | 1 | attagons | 2020-10-14 |  | 1002 | V | SPO |  | 23150000 | 75 |  |  |  | Z7500 |  |  |  | 0 |  | 1 | THB | O |  | 0 | D | 0 |  |  |  | 75036002360 | Non-Move | Move | Move
390419 | 03 | 75036004360 | PHOTOCELLS ISD300-6212,AUTOMATICPM16(5) | PT010 | PC | 37700 | 30 | 0 | 1 | 73-D-4 | mntprog1 | 2018-07-14 |  | ND | SP00 | 814 | 1 | attagons | 2020-10-14 |  | 1002 | V | SPO |  | 23150000 | 75 |  |  |  | Z7500 |  |  |  | 0 |  | 1 | THB | O |  | 0 | D | 0 |  |  |  |  | Non-Move | Non-Move | Non-Move
390420 | 03 | 75036005000 | RELAY,TIME,H3BA,OMRON,(5) | PT010 | PC | 1274 | 30 | 0 | 1 | 26-C-1 | mntprog1 | 2018-07-14 |  | ND | SP00 | 822 | 1 | attagons | 2020-10-14 |  | 1002 | V | SPO | 39121519 | 39121519 | 75 | X | [6 empty] | 0 |  | 1 | THB | O |  | 0 | D | 0 |  |  |  |  | Non-Move | Non-Move | Non-Move
390421 | 03 | 75036005201 | RELAY,TIME,MS4SA-AP,FUJI | PT011 | PC | 557.5 | 72 | 2 | 4 | 32-C-7 | mntprog1 | 2018-07-14 |  | VB | SP00 | 811 | 1 | mntprog1 | 2021-06-15 |  | 1002 | V | SPO | 39121519 | 39121519 | 75 | X | [6 empty] | 0 |  | 1 | THB | O |  | 0 | D | 0 |  |  |  |  | Non-Move | Non-Move | Non-Move
390422 | 03 | 75036005203 | TIMER ,H3BG8H31 WITH SOCKET,OMRON [SD] | PT011 | PC | 1335 | 51 | 2 | 5 | 32-C-5 | mntprog1 | 2018-07-14 |  | VB | SP00 | 822 | 1 | mntprog1 | 2021-01-15 |  | 1002 | V | SPO | 39121523 | 39121523 | 75 | X | [6 empty] | 0 |  | 1 | THB | O |  | 0 | D | 0 |  |  |  |  | Non-Move | Non-Move | Non-Move
390423 | 03 | 75036005215 | RELAY,TIME,MS4SAAP,FUJI *UR | PT011 | PC | 579.7 | 71 | 1 | 2 | 32-C-6 | mntprog1 | 2018-07-14 |  | VB | SP00 | 811 | 1 | mntprog1 | 2020-11-30 |  | 1002 | V | SPO | 39121519 | 39121519 | 75 | X | [6 empty] | 0 |  | 1 | THB | O |  | 0 | D | 0 |  |  |  | 75036005215 | Non-Move | Move | Move
390424 | 03 | 75036005223 | TIMER,0.5 S TO 100 H,H3BA,OMRON | PT011 | PC | 808.7 | 30 | 2 | 4 | 32-C-4 | mntprog1 | 2018-07-14 |  | VB | SP00 | 811 | 1 | attagons | 2020-10-14 |  | 1002 | V | SPO | 39121523 | 39121523 | 75 | X | [6 empty] | 0 |  | 1 | THB | O |  | 0 | D | 0 |  |  |  |  | Non-Move | Non-Move | Non-Move
390425 | 03 | 75036005230 | RELAY,TIME,3RP152524,«éÓãªé75035030405 | PT011 | PC | 1452.71 | 34 | 2 | 5 | 32-C-1 | mntprog1 | 2018-07-14 |  | ND | SP00 | 822 | 1 | attagons | 2020-10-14 |  | 1002 | V | SPO | 39121519 | 39121519 | 75 | X | [6 empty] | 0 |  | 1 | THB | O |  | 0 | D | 0 |  |  |  |  | Non-Move | Non-Move | Non-Move
390426 | 03 | 75036005235 | RELAY,TIME,3RP2505-1BW30,SIEMENS *UR | PT011 | PC | 2849.68 | 55 | 2 | 4 | 32-C-1 | mntprog1 | 2018-07-14 |  | VB | SP00 | 822 | 1 | mntprog1 | 2021-06-11 |  | 1002 | V | SPO | 39121519 | 39121519 | 75 | X | [6 empty] | 0 |  | 1 | THB | O |  | 0 | D | 0 |  |  |  |  | Non-Move | Non-Move | Non-Move
390427 | 03 | 75036005237 | RELAY,TIME,3RP157624,SIEMENS ��ԡ��Ե[8] | PT011 | PC | 1459.85 | 67 | 0 | 1 | 32-C-7 | mntprog1 | 2018-07-14 |  | ND | SP00 | 822 | 1 | mntprog1 | 2020-07-05 |  | 1002 | V | SPO | 39121519 | 39121519 | 75 | X | [6 empty] | 0 |  | 1 | THB | O |  | 0 | D | 0 |  |  |  |  | Non-Move | Non-Move | Non-Move
390428 | 03 | 75036005238 | TIMER ,H7ET-FBV,OMRON | PT011 | PC | 2182.84 | 0 | 1 | 2 | 32-C-6 | mntprog1 | 2018-07-14 |  | VB | SP00 | 814 | 1 | attagons | 2020-10-14 |  | 1002 | V | SPO | 39121523 | 39121523 | 75 | X | [6 empty] | 0 |  | 1 | THB | O |  | 0 | D | 0 |  |  |  |  | Non-Move | Non-Move | Non-Move
390429 | 03 | 75036005245 | RELAY,TIME,MS4ASAP,FUJI | PT011 | PC | 535.56 | 60 | 0 | 7 | 32-C-8 | mntprog1 | 2018-07-14 |  | VB | SP00 | 822 | 1 | attagons | 2020-10-14 |  | 1002 | V | SPO | 39121519 | 39121519 | 75 | X | [6 empty] | 0 |  | 1 | THB | O |  | 0 | D | 0 |  |  |  |  | Non-Move | Non-Move | Non-Move
390430 | 03 | 75036005260 | TIMER,2 SEC,E2P,OMRON, {8} | PT011 | PC | 862.38 | 30 | 0 | 1 | 32-C-8 | mntprog1 | 2018-07-14 |  | ND | SP00 | 814 | 1 | attagons | 2020-10-14 | X | 1002 | V | SPO | 39121523 | 39121523 | 75 | X | [6 empty] | 0 |  | 1 | THB | O |  | 0 | D | 0 |  |  |  |  | Non-Move | Non-Move | Non-Move
390431 | 03 | 75036005360 | TIMER ,H3CR-F8,OMRON, 220/240VAC. | PT011 | PC | 1509.9 | 79 | 1 | 3 | 32-C-4 | mntprog1 | 2018-07-14 |  | VB | SP00 | 811 | 1 | attagons | 2020-10-14 |  | 1002 | V | SPO | 39121523 | 39121523 | 75 | X | [6 empty] | 0 |  | 1 | THB | O |  | 0 | D | 0 |  |  | 75036005360 |  | Move | Non-Move | Move
390432 | 03 | 75036005370 | RELAY,TIME,H3CR-A8, [ST�����75035030303 | PT011 | PC | 670 | 55 | 0 | 1 | 32-C-5 | mntprog1 | 2018-07-14 |  | ND | SP00 | 811 | 1 | mntprog1 | 2020-08-14 | X | 1002 | V | SPO | 39121519 | 39121519 | 75 | X | [6 empty] | 0 |  | 1 | THB | O |  | 0 | D | 0 |  |  |  |  | Non-Move | Non-Move | Non-Move
390433 | 03 | 75036014040 | RELAY,TIME,3RP15131AQ30,SIEMENS | PT011 | PC | 1062.5 | 30 | 1 | 2 | 32-B-2 | mntprog1 | 2018-07-14 |  | VB | SP00 | 822 | 1 | attagons | 2020-10-14 | X | 1002 | V | SPO | 39121519 | 39121519 | 75 | X | [6 empty] | 0 |  | 1 | THB | O |  | 0 | D | 0 |  |  |  |  | Non-Move | Non-Move | Non-Move
390434 | 03 | 75036015121 | MODULE,XPS-AC5121 | PT012 | PC | 7560 | 38 | 0 | 1 | 33-B-4 | mntprog1 | 2018-07-14 |  | VB | SP00 | 822 | 1 | attagons | 2020-10-14 |  | 1002 | V | SPO | 43201500 | 43201500 | 75 | X | [6 empty] | 0 |  | 1 | THB | O |  | 0 | D | 0 |  |  |  |  | Non-Move | Non-Move | Non-Move
390435 | 03 | 75036017360 | MODULE RTAC-03,AUTOMATIC PM16(5) | PT010 | PC | 15500 | 30 | 0 | 1 | NEW STOCK | mntprog1 | 2018-07-14 |  | ND | SP00 | 824 | 1 | attagons | 2020-10-14 |  | 1002 | V | SPO |  | 23150000 | 75 |  |  |  | Z7500 |  |  |  | 0 |  | 1 | THB | O |  | 0 | D | 0 |  |  |  |  | Non-Move | Non-Move | Non-Move
390436 | 03 | 75036022130 | PRESSURE CONTROLLER ZERO D500/7DK | PT010 | PC | 11520 | 60 | 0 | 1 | NEW STOCK | mntprog1 | 2018-07-14 |  | VB | SP00 | 847 | 1 | attagons | 2020-10-14 |  | 1002 | V | SPO |  | 23150000 | 75 | [7 empty] | 0 |  | 1 | THB | O |  | 0 | D | 0 |  |  |  |  | Non-Move | Non-Move | Non-Move
390437 | 03 | 75036026220 | TIMER ,H3CR-A8E,AC100-240/DC100-125 | PT012 | PC | 975 | 11 | 1 | 3 | 32-C-7 | mntprog1 | 2018-07-14 |  | VB | SP00 | 811 | 1 | attagons | 2020-10-14 |  | 1002 | V | SPO | 39121523 | 39121523 | 75 | X | [6 empty] | 0 |  | 1 | THB | O |  | 0 | D | 0 |  |  | 75036026220 |  | Move | Non-Move | Move
390438 | 03 | 75036130001 | PLC,BASIC CPU MODULE,CX2020-0112 [5] | PT011 | PC | 25856 | 0 | 0 | 1 | 34-E-7 | mntprog1 | 2018-07-14 |  | ND | SP00 | 824 | 1 | mntprog1 | 2021-06-04 |  | 1002 | V | SPO | 32151700 | 32151700 | 75 | X | [6 empty] | 0 |  | 1 | THB | O |  | 0 | D | 0 |  |  |  |  | Non-Move | Non-Move | Non-Move
390439 | 03 | 75036130002 | PLC,?,C200HW-PA204 &POWER SUPPLY,OMRON | PT011 | PC | 6075 | 65 | 0 | 1 | 33-C-5 | mntprog1 | 2018-07-14 |  | VB | SP00 | 824 | 1 | attagons | 2020-10-14 |  | 1002 | V | SPO | 32151700 | 32151700 | 75 | X | [6 empty] | 0 |  | 1 | THB | O |  | 0 | D | 0 |  |  |  |  | Non-Move | Non-Move | Non-Move
390440 | 03 | 75036200400 | THYRISTOR,150P 6SP 5411-489,NEC,(5) | PT010 | PC | 2000 | 30 | 0 | 1 | 49-E-7 | mntprog1 | 2018-07-14 |  | ND | SP00 | 824 | 1 | attagons | 2020-10-14 | X | 1002 | V | SPO | 32111702 | 32111702 | 75 | X | [6 empty] | 0 |  | 1 | THB | O |  | 0 | D | 0 |  |  |  |  | Non-Move | Non-Move | Non-Move
390441 | 03 | 75036395322 | MONITOR,TG6,VM-3D2/21B2021129,TG#6 [9] | PT011 | PC | 106885 | 122 | 0 | 1 | 34-D-4 | mntprog1 | 2018-07-14 |  | ND | SP00 | 824 | 1 | attagons | 2020-10-14 | X | 1002 | V | SPO | 39120000 | 39120000 | 75 | X | [6 empty] | 0 |  | 1 | THB | O |  | 0 | D | 0 |  |  |  |  | Non-Move | Non-Move | Non-Move
390442 | 03 | 75036400417 | THYRISTOR''EMV12,EP14 [9] | PT011 | PC | 1 | 30 | 0 | 1 | 29-D-8 | mntprog1 | 2018-07-14 |  | ND | SP00 | 824 | 1 | attagons | 2020-10-14 | X | 1002 | V | SPO | 32111702 | 32111702 | 75 | X | [6 empty] | 0 |  | 1 | THB | O |  | 0 | D | 0 |  |  |  |  | Non-Move | Non-Move | Non-Move
390443 | 03 | 75036400505 | DRV,VARIABLE,THYRISTOR,CDMRZ3, {ZN} | PT011 | UT | 224000 | 180 | 0 | 1 | W5-FLOOR | mntprog1 | 2018-07-14 |  | ZN | SP00 | 821 | 1 | mntprog1 | 2021-04-09 |  | 1002 | V | SPO | 39122000 | 39122000 | 75 | X | [6 empty] | 0 |  | 0 | THB | O |  | 0 | D | 0 |  |  |  |  | Non-Move | Non-Move | Non-Move
390444 | 03 | 75036401240 | THYRISTOR,39RC100,ONNO [ZN] | PT011 | PC | 751.5 | 30 | 3 | 8 | W5-,A2-F-2 | mntprog1 | 2018-07-14 |  | ZN | SP00 | 824 | 1 | mntprog1 | 2021-04-09 | X | 1002 | V | SPO | 32111702 | 32111702 | 75 | X | [6 empty] | 0 |  | 0 | THB | O |  | 0 | D | 0 |  |  |  |  | Non-Move | Non-Move | Non-Move
390445 | 03 | 75036401300 | DRV,VARIABLE,THYRISTOR,SCR000262, {ZN} | PT011 | PC | 13500 | 30 | 0 | 6 | W5-1-C-4 | mntprog1 | 2018-07-14 |  | ZN | SP00 | 821 | 1 | mntprog1 | 2021-04-09 |  | 1002 | V | SPO | 39122000 | 39122000 | 75 | X | [6 empty] | 0 |  | 0 | THB | O |  | 0 | D | 0 |  |  |  |  | Non-Move | Non-Move | Non-Move
390446 | 03 | 75036401302 | DRV,VARIABLE,THYRISTOR,ST230C16C0 | PT011 | PC | 3208.33 | 60 | 5 | 19 | 29-D-8 | mntprog1 | 2018-07-14 |  | VB | SP00 | 824 | 1 | attagons | 2020-10-14 | X | 1002 | V | SPO | 39122000 | 39122000 | 75 | X | [6 empty] | 0 |  | 1 | THB | O |  | 0 | D | 0 |  |  |  |  | Non-Move | Non-Move | Non-Move
390447 | 03 | 75036401326 | THYRISTOR 'UK' N28LCH2 HIJ 9640 [ZN] | PT011 | PC | 23020 | 30 | 0 | 5 | W5-1-C-3 | mntprog1 | 2018-07-14 |  | ZN | SP00 | 824 | 1 | mntprog1 | 2021-04-09 | X | 1002 | V | SPO | 32111702 | 32111702 | 75 | X | [6 empty] | 0 |  | 0 | THB | O |  | 0 | D | 0 |  |  |  |  | Non-Move | Non-Move | Non-Move
390448 | 03 | 75036401331 | THYRISTORdrive'YASKAWA'SCR000197 [ZN] | PT011 | PC | 1550 | 30 | 0 | 2 | W5-1-C-3 | mntprog1 | 2018-07-14 |  | ZN | SP00 | 821 | 1 | mntprog1 | 2021-04-09 | X | 1002 | V | SPO | 39122000 | 39122000 | 75 | X | [6 empty] | 0 |  | 0 | THB | O |  | 0 | D | 0 |  |  |  |  | Non-Move | Non-Move | Non-Move
390449 | 03 | 75036401360 | THYRISTORdrive'YASKAWA'SF500U27,1.6k {8} | PT011 | PC | 16235.62 | 30 | 0 | 6 | 29-D-6 | mntprog1 | 2018-07-14 |  | ND | SP00 | 821 | 1 | attagons | 2020-10-14 | X | 1002 | V | SPO | 39122000 | 39122000 | 75 | X | [6 empty] | 0 |  | 1 | THB | O |  | 0 | D | 0 |  |  |  |  | Non-Move | Non-Move | Non-Move
390450 | 03 | 75036401361 | THYRISTORdrive'YASKAWA'SCR000253, [ZN] | PT011 | PC | 16000.33 | 30 | 0 | 5 | W5-1-C-3 | mntprog1 | 2018-07-14 |  | ZN | SP00 | 821 | 1 | mntprog1 | 2021-04-09 | X | 1002 | V | SPO | 39122000 | 39122000 | 75 | X | [6 empty] | 0 |  | 0 | THB | O |  | 0 | D | 0 |  |  |  |  | Non-Move | Non-Move | Non-Move
390451 | 03 | 75036401362 | THYRISTOR,SCR000255,YASKAWA [ZN] | PT011 | PC | 1 | 30 | 0 | 4 | W5-1-C-3 | mntprog1 | 2018-07-14 |  | ZN | SP00 | 824 | 1 | mntprog1 | 2021-04-09 | X | 1002 | V | SPO | 32111702 | 32111702 | 75 | X | [6 empty] | 0 |  | 0 | THB | O |  | 0 | D | 0 |  |  |  |  | Non-Move | Non-Move | Non-Move
390452 | 03 | 75036401363 | THYRISTORdrive'YASKAWA'SCR000256, [ZN] | PT011 | PC | 108500 | 30 | 0 | 4 | W5-A-4 | mntprog1 | 2018-07-14 |  | ZN | SP00 | 821 | 1 | mntprog1 | 2021-04-09 | X | 1002 | V | SPO | 39122000 | 39122000 | 75 | X | [6 empty] | 0 |  | 0 | THB | O |  | 0 | D | 0 |  |  |  |  | Non-Move | Non-Move | Non-Move
390453 | 03 | 75036401365 | TRANSFORMER'TRAFO'ZE23/8,5,240V1A [ZN] | PT011 | PC | 1 | 30 | 1 | 2 | W-35-B | mntprog1 | 2018-07-14 |  | ZN | SP00 | 824 | 1 | mntprog1 | 2021-04-09 | X | 1002 | V | SPO | 39121002 | 39121002 | 75 | X | [6 empty] | 0 |  | 0 | THB | O |  | 0 | D | 0 |  |  |  |  | Non-Move | Non-Move | Non-Move
390454 | 03 | 75036401367 | CONTACTOR,3TH2022-OAPO,«éÓãªé75032754202 | PT011 | PC | 312.6 | 30 | 3 | 5 | 27-D-2 | mntprog1 | 2018-07-14 |  | ND | SP00 | 822 | 1 | attagons | 2020-10-14 | X | 1002 | V | SPO | 39121529 | 39121529 | 75 | X | [6 empty] | 0 |  | 1 | THB | O |  | 0 | D | 0 |  |  |  |  | Non-Move | Non-Move | Non-Move
390455 | 03 | 75036401370 | TRANSISTOR ,MG 50 G2CL3,TOSHIBA [ZN] | PT011 | PC | 4179.3 | 30 | 0 | 12 | W5-1-C-3 | mntprog1 | 2018-07-14 |  | ZN | SP00 | 824 | 1 | mntprog1 | 2021-04-09 | X | 1002 | V | SPO | 32111600 | 32111600 | 75 | X | [6 empty] | 0 |  | 0 | THB | O |  | 0 | D | 0 |  |  |  |  | Non-Move | Non-Move | Non-Move
390456 | 03 | 75036401375 | TRANSISTOR,MG 100 G2CL1,TOSHIBA [ZN] | PT011 | PC | 5747.18 | 30 | 12 | 24 | W5-B-1 | mntprog1 | 2018-07-14 |  | ZN | SP00 | 824 | 1 | mntprog1 | 2021-04-09 | X | 1002 | V | SPO | 32111600 | 32111600 | 75 | X | [6 empty] | 0 |  | 0 | THB | O |  | 0 | D | 0 |  |  |  |  | Non-Move | Non-Move | Non-Move
390457 | 03 | 75036401506 | TRANKtapDCS'ABB'TC506 | PT011 | PC | 1088.1 | 71 | 1 | 2 | 75-D-5 | mntprog1 | 2018-07-14 |  | VB | SP00 | 824 | 1 | attagons | 2020-10-14 | X | 1002 | V | SPO | 32152000 | 32152000 | 75 | X | [6 empty] | 0 |  | 1 | THB | O |  | 0 | D | 0 |  |  |  |  | Non-Move | Non-Move | Non-Move
390458 | 03 | 75036402010 | TRANSFORMER,POTENTIAL TRANSFORMER,{8/w} | PT011 | PC | 1 | 30 | 0 | 1 | ��ͧ�͡��� | mntprog1 | 2018-07-14 |  | ZN | SP00 | 824 | 1 | mntprog1 | 2020-01-07 |  | 1002 | V | SPO | 39121003 | 39121003 | 75 | X | [6 empty] | 0 |  | 0 | THB | O |  | 0 | D | 0 |  |  |  |  | Non-Move | Non-Move | Non-Move
390459 | 03 | 75036402030 | TRANSFORMER,POTENTIAL 4MR1443-OBP30 {ZN} | PT011 | PC | 1 | 30 | 0 | 1 | ห้องเอกสาร | mntprog1 | 2018-07-14 |  | ZN | SP00 | 824 | 1 | mntprog1 | 2021-04-09 |  | 1002 | V | SPO | 39121003 | 39121003 | 75 | X | [6 empty] | 0 |  | 0 | THB | O |  | 0 | D | 0 |  |  |  |  | Non-Move | Non-Move | Non-Move
390460 | 03 | 75036404260 | THYRISTOR,P.ST000C16KO,1473A1600V, [ZN] | PT011 | PC | 9000 | 0 | 0 | 12 | W5-1-E-3 | mntprog1 | 2018-07-14 |  | ZN | SP00 | 824 | 1 | mntprog1 | 2021-04-09 |  | 1002 | V | SPO | 32111702 | 32111702 | 75 | X | [6 empty] | 0 |  | 0 | THB | O |  | 0 | D | 0 |  |  |  |  | Non-Move | Non-Move | Non-Move
390461 | 03 | 75036404355 | THYRISTOR Module "EUPEC"P.5P500463, [ZN] | PT011 | PC | 1955.64 | 0 | 0 | 2 | W5-1-C-3 | mntprog1 | 2018-07-14 |  | ZN | SP00 | 824 | 1 | mntprog1 | 2021-04-09 | X | 1002 | V | SPO | 32111702 | 32111702 | 75 | X | [6 empty] | 0 |  | 0 | THB | O |  | 0 | D | 0 |  |  |  |  | Non-Move | Non-Move | Non-Move
390462 | 03 | 75036404357 | THYRISTOR Module "EUPEC"P.5P500464, [ZN] | PT011 | PC | 1955.64 | 0 | 0 | 2 | W5-1-C-3 | mntprog1 | 2018-07-14 |  | ZN | SP00 | 824 | 1 | mntprog1 | 2021-04-09 | X | 1002 | V | SPO | 32111702 | 32111702 | 75 | X | [6 empty] | 0 |  | 0 | THB | O |  | 0 | D | 0 |  |  |  |  | Non-Move | Non-Move | Non-Move
390463 | 03 | 75036407710 | THYRISTOR,SKT551/14E,SEMIKRON [ZN] | PT011 | PC | 5200 | 65 | 0 | 20 | W5-1-C-3 | mntprog1 | 2018-07-14 |  | ZN | SP00 | 824 | 1 | mntprog1 | 2021-04-09 | X | 1002 | V | SPO | 32111702 | 32111702 | 75 | X | [6 empty] | 0 |  | 0 | THB | O |  | 0 | D | 0 |  |  |  |  | Non-Move | Non-Move | Non-Move
390464 | 03 | 75036408270 | TRANSDUCER MW,DPT643-17F,AUX. [5] | PT011 | PC | 24000 | 0 | 0 | 1 | 27-D-4 | mntprog1 | 2018-07-14 |  | ND | SP00 | 823 | 1 | mntprog1 | 2021-04-05 | X | 1002 | V | SPO | 41112100 | 41112100 | 75 | X | [6 empty] | 0 |  | 1 | THB | O |  | 0 | D | 0 |  |  |  |  | Non-Move | Non-Move | Non-Move
390465 | 03 | 75036408280 | TRANSDUCER _V "CEWE" DU02 I110V O4-20MA | PT011 | PC | 10400 | 0 | 0 | 1 | 27-D-4 | mntprog1 | 2018-07-14 |  | VB | SP00 | 823 | 1 | attagons | 2020-10-14 | X | 1002 | V | SPO | 41112100 | 41112100 | 75 | X | [6 empty] | 0 |  | 1 | THB | O |  | 0 | D | 0 |  |  |  |  | Non-Move | Non-Move | Non-Move
390466 | 03 | 75036408370 | TRANSDUCER,TA6000-401,FAIRCHILD | PT011 | PC | 19450 | 0 | 0 | 1 | 27-D-1 | mntprog1 | 2018-07-14 |  | VB | SP00 | 823 | 1 | attagons | 2020-10-14 |  | 1002 | V | SPO | 41112100 | 41112100 | 75 | X | [6 empty] | 0 |  | 1 | THB | O |  | 0 | D | 0 |  |  |  |  | Non-Move | Non-Move | Non-Move
390467 | 03 | 75036410010 | TRANSFORMER,CURRENT KSW520,2.5 VA | PT011 | PC | 9209.89 | 60 | 1 | 2 | 23-A-4 | mntprog1 | 2018-07-14 |  | VB | SP00 | 847 | 1 | attagons | 2020-10-14 | X | 1002 | V | SPO | 39121003 | 39121003 | 75 | X | [6 empty] | 0 |  | 1 | THB | O |  | 0 | D | 0 |  |  |  |  | Non-Move | Non-Move | Non-Move
390468 | 03 | 75036410015 | TRANSFORMER,CURRENT,2.5 VA, {ZN} | PT011 | PC | 1 | 30 | 0 | 1 | W2-C-1 | mntprog1 | 2018-07-14 |  | ZN | SP00 | 824 | 1 | mntprog1 | 2021-04-09 |  | 1002 | V | SPO | 39121003 | 39121003 | 75 | X | [6 empty] | 0 |  | 0 | THB | O |  | 0 | D | 0 |  |  |  |  | Non-Move | Non-Move | Non-Move
390469 | 03 | 75036410030 | TRANSFORMER,CURRENT,2.5 VA, {ZN} | PT011 | PC | 1 | 30 | 0 | 1 | W2-C-1 | mntprog1 | 2018-07-14 |  | ZN | SP00 | 824 | 1 | mntprog1 | 2021-04-09 |  | 1002 | V | SPO | 39121003 | 39121003 | 75 | X | [6 empty] | 0 |  | 0 | THB | O |  | 0 | D | 0 |  |  |  |  | Non-Move | Non-Move | Non-Move
390470 | 03 | 75036410075 | CT'RITZ'K0520,ITH60KA,7.2/3KV,75/1A | PT011 | PC | 8000 | 30 | 1 | 2 | 23-A-5 | mntprog1 | 2018-07-14 |  | VB | SP00 | 824 | 1 | attagons | 2020-10-14 | X | 1002 | V | SPO | 39121003 | 39121003 | 75 | X | [6 empty] | 0 |  | 1 | THB | O |  | 0 | D | 0 |  |  |  |  | Non-Move | Non-Move | Non-Move
390471 | 03 | 75036410200 | TRANSFORMER,CURRENT KS0630,5 VA | PT011 | PC | 7050.43 | 60 | 1 | 2 | 23-A-6 | mntprog1 | 2018-07-14 |  | VB | SP00 | 847 | 1 | attagons | 2020-10-14 | X | 1002 | V | SPO | 39121003 | 39121003 | 75 | X | [6 empty] | 0 |  | 1 | THB | O |  | 0 | D | 0 |  |  |  |  | Non-Move | Non-Move | Non-Move
390472 | 03 | 75036411250 | CT'RITZ'KS0860,ITH6KA,7.2/3KV,1250/ [ZN | PT011 | PC | 1 | 30 | 1 | 2 | W5-C-3 | mntprog1 | 2018-07-14 |  | ZN | SP00 | 824 | 1 | mntprog1 | 2021-04-09 | X | 1002 | V | SPO | 39121003 | 39121003 | 75 | X | [6 empty] | 0 |  | 0 | THB | O |  | 0 | D | 0 |  |  |  |  | Non-Move | Non-Move | Non-Move
390473 | 03 | 75036414000 | CT'SIEMENS'KSO2024,4000/1A15VAk1.1 [ZN] | PT011 | PC | 1 | 30 | 1 | 3 | W5-A-2 | mntprog1 | 2018-07-14 |  | ZN | SP00 | 824 | 1 | mntprog1 | 2021-04-09 | X | 1002 | V | SPO | 39121003 | 39121003 | 75 | X | [6 empty] | 0 |  | 0 | THB | O |  | 0 | D | 0 |  |  |  |  | Non-Move | Non-Move | Non-Move
390474 | 03 | 75036414401 | TRANSFORMER,CURRENT,{9} | PT011 | PC | 1 | 60 | 0 | 1 | 23-A-7 | mntprog1 | 2018-07-14 |  | ND | SP00 | 824 | 1 | mntprog1 | 2019-05-26 | X | 1002 | V | SPO | 39121003 | 39121003 | 75 | X | [6 empty] | 0 |  | 1 | THB | O |  | 0 | D | 0 |  |  |  |  | Non-Move | Non-Move | Non-Move
390475 | 03 | 75036415050 | TRANSFORMER,CURRENT,?,?,{8/wo} | PT011 | PC | 1 | 30 | 0 | 1 | ห้องเอกสาร | mntprog1 | 2018-07-14 |  | ZN | SP00 | 824 | 1 | mntprog1 | 2019-11-12 |  | 1002 | V | SPO | 39121003 | 39121003 | 75 | X | [6 empty] | 0 |  | 0 | THB | O |  | 0 | D | 0 |  |  |  |  | Non-Move | Non-Move | Non-Move
390476 | 03 | 75036415075 | CT'SIEMENS'4MA72XC12/28/75KV,75/ [ZN] | PT011 | PC | 1 | 30 | 1 | 3 | W5,FLOOR | mntprog1 | 2018-07-14 |  | ZN | SP00 | 824 | 1 | mntprog1 | 2021-04-09 | X | 1002 | V | SPO | 39121003 | 39121003 | 75 | X | [6 empty] | 0 |  | 0 | THB | O |  | 0 | D | 0 |  |  |  |  | Non-Move | Non-Move | Non-Move
390477 | 03 | 75036415100 | TRANSFORMER,CURRENT,{8/w} | PT011 | PC | 1 | 30 | 0 | 1 | ห้องเอกสาร | mntprog1 | 2018-07-14 |  | ZN | SP00 | 824 | 1 | mntprog1 | 2019-11-12 |  | 1002 | V | SPO | 39121003 | 39121003 | 75 | X | [6 empty] | 0 |  | 0 | THB | O |  | 0 | D | 0 |  |  |  |  | Non-Move | Non-Move | Non-Move
390478 | 03 | 75036415101 | CT'CELSA'IBG10,ITH6KA,7.2/3KV,1000/ [ZN | PT011 | PC | 1 | 30 | 0 | 1 | W5,1-D-4 | mntprog1 | 2018-07-14 |  | ZN | SP00 | 824 | 1 | mntprog1 | 2021-04-09 | X | 1002 | V | SPO | 39121003 | 39121003 | 75 | X | [6 empty] | 0 |  | 0 | THB | O |  | 0 | D | 0 |  |  |  |  | Non-Move | Non-Move | Non-Move
390479 | 03 | 75036415125 | TRANSFORMER,CURRENT,{8/w} | PT011 | PC | 1 | 30 | 0 | 1 | ห้องเอกสาร | mntprog1 | 2018-07-14 |  | ZN | SP00 | 824 | 1 | mntprog1 | 2019-11-12 |  | 1002 | V | SPO | 39121003 | 39121003 | 75 | X | [6 empty] | 0 |  | 0 | THB | O |  | 0 | D | 0 |  |  |  |  | Non-Move | Non-Move | Non-Move
390480 | 03 | 75036415200 | CT'',TRANSFORMER 200/5/5/5 P/M#6&7 [ZN] | PT011 | PC | 1 | 30 | 1 | 2 | W5,FLOOR | mntprog1 | 2018-07-14 |  | ZN | SP00 | 824 | 1 | mntprog1 | 2021-04-09 | X | 1002 | V | SPO | 39121003 | 39121003 | 75 | X | [6 empty] | 0 |  | 0 | THB | O |  | 0 | D | 0 |  |  |  |  | Non-Move | Non-Move | Non-Move
390481 | 03 | 75036415201 | CT'SIEMENS'4MA72XC12/25/75KV,200/5A25 [8 | PT011 | PC | 1 | 30 | 1 | 2 | 23-A-4 | mntprog1 | 2018-07-14 |  | ND | SP00 | 824 | 1 | attagons | 2020-10-14 | X | 1002 | V | SPO | 39121003 | 39121003 | 75 | X | [6 empty] | 0 |  | 1 | THB | O |  | 0 | D | 0 |  |  |  |  | Non-Move | Non-Move | Non-Move
390482 | 03 | 75036415300 | CT'SIEMENS'4MA74XC24/50/125KV,300/5A25KA | PT011 | PC | 1 | 30 | 1 | 2 | 23-A-5 | mntprog1 | 2018-07-14 |  | VB | SP00 | 824 | 1 | attagons | 2020-10-14 | X | 1002 | V | SPO | 39121003 | 39121003 | 75 | X | [6 empty] | 0 |  | 1 | THB | O |  | 0 | D | 0 |  |  |  |  | Non-Move | Non-Move | Non-Move
390483 | 03 | 75036415400 | CT'SIEMENS'4MA74XC24/50/125KV,400/5A252A | PT011 | PC | 1 | 30 | 1 | 2 | 23-A-5 | mntprog1 | 2018-07-14 |  | VB | SP00 | 824 | 1 | attagons | 2020-10-14 | X | 1002 | V | SPO | 39121003 | 39121003 | 75 | X | [6 empty] | 0 |  | 1 | THB | O |  | 0 | D | 0 |  |  |  |  | Non-Move | Non-Move | Non-Move
390484 | 03 | 75036415500 | CT'SIEMENS'4MA74XC24/50/125KV,500/5A25KA | PT011 | PC | 1 | 30 | 1 | 2 | 23-A-6 | mntprog1 | 2018-07-14 |  | VB | SP00 | 824 | 1 | attagons | 2020-10-14 | X | 1002 | V | SPO | 39121003 | 39121003 | 75 | X | [6 empty] | 0 |  | 1 | THB | O |  | 0 | D | 0 |  |  |  |  | Non-Move | Non-Move | Non-Move
390485 | 03 | 75036415600 | TRANSFORMER,CURRENT, {8/wo} | PT011 | PC | 1 | 30 | 0 | 1 | ห้องเอกสาร | mntprog1 | 2018-07-14 |  | ZN | SP00 | 824 | 1 | mntprog1 | 2019-11-12 |  | 1002 | V | SPO | 39121003 | 39121003 | 75 | X | [6 empty] | 0 |  | 0 | THB | O |  | 0 | D | 0 |  |  |  |  | Non-Move | Non-Move | Non-Move
390486 | 03 | 75036415605 | CT'SIEMENS'4MA71XC24/50/125KV,600/5A25KA | PT011 | PC | 1 | 30 | 1 | 2 | 23-A-7 | mntprog1 | 2018-07-14 |  | VB | SP00 | 824 | 1 | attagons | 2020-10-14 | X | 1002 | V | SPO | 39121003 | 39121003 | 75 | X | [6 empty] | 0 |  | 1 | THB | O |  | 0 | D | 0 |  |  |  |  | Non-Move | Non-Move | Non-Move
390487 | 03 | 75036415750 | TRANSFORMER,CURRENT, {8/wo} | PT011 | PC | 1 | 30 | 0 | 1 | ห้องเอกสาร | mntprog1 | 2018-07-14 |  | ZN | SP00 | 824 | 1 | mntprog1 | 2019-11-12 |  | 1002 | V | SPO | 39121003 | 39121003 | 75 | X | [6 empty] | 0 |  | 0 | THB | O |  | 0 | D | 0 |  |  |  |  | Non-Move | Non-Move | Non-Move
390488 | 03 | 75036415800 | CT'SIEMENS'4MA74XC24/50/125KV,800/5A25KA | PT011 | PC | 1 | 30 | 1 | 2 | 23-A-8 | mntprog1 | 2018-07-14 |  | VB | SP00 | 824 | 1 | attagons | 2020-10-14 | X | 1002 | V | SPO | 39121003 | 39121003 | 75 | X | [6 empty] | 0 |  | 1 | THB | O |  | 0 | D | 0 |  |  |  |  | Non-Move | Non-Move | Non-Move
390489 | 03 | 75036415805 | CT'SIEMENS'4MA74XC24/50/125KV,800/5A25KA | PT011 | PC | 1 | 30 | 1 | 2 | 23-A-8 | mntprog1 | 2018-07-14 |  | VB | SP00 | 824 | 1 | attagons | 2020-10-14 | X | 1002 | V | SPO | 39121003 | 39121003 | 75 | X | [6 empty] | 0 |  | 1 | THB | O |  | 0 | D | 0 |  |  |  |  | Non-Move | Non-Move | Non-Move
390490 | 03 | 75036420085 | CT'KWK'GSA170/85.72/3KV,60/1A6KA | PT011 | PC | 1 | 30 | 1 | 2 | 23-A-1 | mntprog1 | 2018-07-14 |  | VB | SP00 | 824 | 1 | attagons | 2020-10-14 | X | 1002 | V | SPO | 39121003 | 39121003 | 75 | X | [6 empty] | 0 |  | 1 | THB | O |  | 0 | D | 0 |  |  |  |  | Non-Move | Non-Move | Non-Move
390491 | 03 | 75036420090 | CT'KWK'GSA170/90.72/3KV,60/1A6KA | PT011 | PC | 1 | 30 | 1 | 2 | 23-A-1 | mntprog1 | 2018-07-14 |  | VB | SP00 | 824 | 1 | attagons | 2020-10-14 | X | 1002 | V | SPO | 39121003 | 39121003 | 75 | X | [6 empty] | 0 |  | 1 | THB | O |  | 0 | D | 0 |  |  |  |  | Non-Move | Non-Move | Non-Move
390492 | 03 | 75036420100 | INVERTER,CARD,6SY70000AA34,SIMOVERT {ZN} | PT011 | PC | 1 | 30 | 3 | 6 | W5-C-2 | mntprog1 | 2018-07-14 |  | ZN | SP00 | 821 | 1 | mntprog1 | 2021-04-09 | X | 1002 | V | SPO | 39122001 | 39122001 | 75 | X | [6 empty] | 0 |  | 0 | THB | O |  | 0 | D | 0 |  |  |  |  | Non-Move | Non-Move | Non-Move
390493 | 03 | 75036420150 | CT'KWK'GSA260/1500,ITH6KA7.2/3KV,60/1A | PT011 | PC | 1 | 30 | 1 | 2 | 23-A-1 | mntprog1 | 2018-07-14 |  | VB | SP00 | 824 | 1 | attagons | 2020-10-14 | X | 1002 | V | SPO | 39121003 | 39121003 | 75 | X | [6 empty] | 0 |  | 1 | THB | O |  | 0 | D | 0 |  |  |  |  | Non-Move | Non-Move | Non-Move
390494 | 03 | 75036420200 | CT'KWK'GSA260/2000,ITH6KA,7.2/3KV,60/1A | PT011 | PC | 1 | 30 | 1 | 2 | 23-A-1 | mntprog1 | 2018-07-14 |  | VB | SP00 | 824 | 1 | attagons | 2020-10-14 | X | 1002 | V | SPO | 39121003 | 39121003 | 75 | X | [6 empty] | 0 |  | 1 | THB | O |  | 0 | D | 0 |  |  |  |  | Non-Move | Non-Move | Non-Move
390495 | 03 | 75036424027 | DRV,VARIABLE,THYRISTOR 'YASKAWA',{9} | PT011 | PC | 15437 | 60 | 6 | 12 | 29-D-5 | mntprog1 | 2018-07-14 |  | ND | SP00 | 821 | 1 | mntprog1 | 2019-05-26 | X | 1002 | V | SPO | 39122000 | 39122000 | 75 | X | [6 empty] | 0 |  | 1 | THB | O |  | 0 | D | 0 |  |  |  |  | Non-Move | Non-Move | Non-Move
390496 | 03 | 75036425660 | CT'WANDLER'4MR12XCP6000/V3,Q110/V3 | PT011 | PC | 1 | 30 | 1 | 2 | 23-A-3 | mntprog1 | 2018-07-14 |  | VB | SP00 | 824 | 1 | attagons | 2020-10-14 | X | 1002 | V | SPO | 39121003 | 39121003 | 75 | X | [6 empty] | 0 |  | 1 | THB | O |  | 0 | D | 0 |  |  |  |  | Non-Move | Non-Move | Non-Move
390497 | 03 | 75036431210 | TWISTED PAIR TRANS. 'ALLIED' AT210TS | PT011 | ST | 25200 | 60 | 0 | 1 | 33-C-3 | mntprog1 | 2018-07-14 |  | VB | SP00 | 824 | 1 | attagons | 2020-10-14 | X | 1002 | V | SPO | 32152000 | 32152000 | 75 | X | [6 empty] | 0 |  | 1 | THB | O |  | 0 | D | 0 |  |  |  |  | Non-Move | Non-Move | Non-Move
390498 | 03 | 75036436020 | TRANSDUCER,CA/2NV/I,SIEMENS,POWER {ZN} | PT011 | PC | 1 | 30 | 1 | 4 | W5-1-C-4 | mntprog1 | 2018-07-14 |  | ZN | SP00 | 823 | 1 | mntprog1 | 2021-04-09 |  | 1002 | V | SPO | 41112100 | 41112100 | 75 | X | [6 empty] | 0 |  | 0 | THB | O |  | 0 | D | 0 |  |  |  |  | Non-Move | Non-Move | Non-Move
390499 | 03 | 75036436097 | TRANSDUCER,PWT,MOORE,97 WATT [5] | PT011 | PC | 63175 | 65 | 0 | 1 | 34-C-2 | mntprog1 | 2018-07-14 |  | ND | SP00 | 824 | 1 | mntprog1 | 2021-02-04 | X | 1002 | V | SPO | 41112100 | 41112100 | 75 | X | [6 empty] | 0 |  | 1 | THB | O |  | 0 | D | 0 |  |  |  |  | Non-Move | Non-Move | Non-Move
390500 | 03 | 75036436100 | TRANSDUCER,PWT,MOORE,100 WATT [5] | PT011 | PC | 63175 | 65 | 0 | 1 | 33-C-1 | mntprog1 | 2018-07-14 |  | VB | SP00 | 824 | 1 | mntprog1 | 2021-02-04 | X | 1002 | V | SPO | 41112100 | 41112100 | 75 | X | [6 empty] | 0 |  | 1 | THB | O |  | 0 | D | 0 |  |  |  |  | Non-Move | Non-Move | Non-Move
390501 | 03 | 75036436104 | TRANSDUCER,PWT,MOORE,104 WATT [5] | PT011 | PC | 63175 | 65 | 0 | 1 | 33-C-2 | mntprog1 | 2018-07-14 |  | ND | SP00 | 824 | 1 | mntprog1 | 2021-02-04 | X | 1002 | V | SPO | 41112100 | 41112100 | 75 | X | [6 empty] | 0 |  | 1 | THB | O |  | 0 | D | 0 |  |  |  |  | Non-Move | Non-Move | Non-Move
390502 | 03 | 75036436150 | TRANSDUCER,CP/1DNV/I,SIEMENS,POWER [ZN] | PT011 | PC | 1 | 65 | 0 | 2 | W-35-B | mntprog1 | 2018-07-14 |  | ZN | SP00 | 823 | 1 | mntprog1 | 2021-04-09 |  | 1002 | V | SPO | 41112100 | 41112100 | 75 | X | [6 empty] | 0 |  | 0 | THB | O |  | 0 | D | 0 |  |  |  |  | Non-Move | Non-Move | Non-Move
390503 | 03 | 75036438010 | TRANSDUCER,CUNV/IF,SWGEAR,VOLTAGE | PT011 | PC | 11166.83 | 65 | 1 | 2 | 27-D-4 | mntprog1 | 2018-07-14 |  | VB | SP00 | 823 | 1 | attagons | 2020-10-14 | X | 1002 | V | SPO | 41112100 | 41112100 | 75 | X | [6 empty] | 0 |  | 1 | THB | O |  | 0 | D | 0 |  |  |  |  | Non-Move | Non-Move | Non-Move
390504 | 03 | 75036439215 | powerTX'AFM'7KG20215BF11Z,Y11, PB14 [ZN] | PT011 | PC | 120000 | 30 | 0 | 1 | W5-C-1 | mntprog1 | 2018-07-14 |  | ZN | SP00 | 812 | 1 | mntprog1 | 2021-04-09 | X | 1002 | V | SPO | 39120000 | 39120000 | 75 | X | [6 empty] | 0 |  | 0 | THB | O |  | 0 | D | 0 |  |  |  |  | Non-Move | Non-Move | Non-Move
390505 | 03 | 75036440001 | THYRISTOR,SF250V27,TOSHIBA, {ZN} | PT011 | PC | 3400 | 0 | 0 | 20 | W5-A-4 | mntprog1 | 2018-07-14 |  | ZN | SP00 | 824 | 1 | mntprog1 | 2021-04-09 |  | 1002 | V | SPO | 32111702 | - | 75 | X | [6 empty] | 0 |  | 0 | THB | O |  | 0 | D | 0 |  |  |  |  | Non-Move | Non-Move | Non-Move
390506 | 03 | 75036440002 | THYRISTOR,SF100V27,TOSHIBA, {ZN} | PT011 | PC | 2700 | 0 | 0 | 20 | W5-B-4 | mntprog1 | 2018-07-14 |  | ZN | SP00 | 824 | 1 | mntprog1 | 2021-04-09 |  | 1002 | V | SPO | 32111702 | - | 75 | X | [6 empty] | 0 |  | 0 | THB | O |  | 0 | D | 0 |  |  |  |  | Non-Move | Non-Move | Non-Move
390507 | 03 | 75036440003 | THYRISTOR,1538-A-54-H04 {ZN} | PT011 | PC | 2133.4 | 0 | 0 | 9 | W5-A-4 | mntprog1 | 2018-07-14 |  | ZN | SP00 | 824 | 1 | mntprog1 | 2021-04-09 |  | 1002 | V | SPO | 32111702 | - | 75 | X | [6 empty] | 0 |  | 0 | THB | O |  | 0 | D | 0 |  |  |  |  | Non-Move | Non-Move | Non-Move
390508 | 03 | 75036440004 | THYRISTOR,VS-505WII,YASKAWA, {ZN} | PT011 | ST | 291755.11 | 0 | 0 | 1 | W5-FLOOR | mntprog1 | 2018-07-14 |  | ZN | SP00 | 824 | 1 | mntprog1 | 2021-04-09 |  | 1002 | V | SPO | 32111702 | 32111702 | 75 | X | [6 empty] | 0 |  | 0 | THB | O |  | 0 | D | 0 |  |  |  |  | Non-Move | Non-Move | Non-Move
390509 | 03 | 75036440005 | THYRISTOR,410403-23AB,RELAINCE {ZN} | PT011 | PC | 3666.41 | 0 | 0 | 3 | W5-A-4 | mntprog1 | 2018-07-14 |  | ZN | SP00 | 824 | 1 | mntprog1 | 2021-04-09 |  | 1002 | V | SPO | 32111702 | - | 75 | X | [6 empty] | 0 |  | 0 | THB | O |  | 0 | D | 0 |  |  |  |  | Non-Move | Non-Move | Non-Move
390510 | 03 | 75036440006 | THYRISTOR,A70E(IN3292),GENERAL, {ZN} | PT011 | PC | 750 | 0 | 0 | 12 | W5-1-D-2 | mntprog1 | 2018-07-14 |  | ZN | SP00 | 824 | 1 | mntprog1 | 2021-04-09 |  | 1002 | V | SPO | 32111702 | - | 75 | X | [6 empty] | 0 |  | 0 | THB | O |  | 0 | D | 0 |  |  |  |  | Non-Move | Non-Move | Non-Move
390511 | 03 | 75036440007 | THYRISTOR,DD410403-24AC,RELIANCE, {ZN} | PT011 | PC | 3501.63 | 0 | 0 | 4 | W5-1-C-2 | mntprog1 | 2018-07-14 |  | ZN | SP00 | 824 | 1 | mntprog1 | 2021-04-09 |  | 1002 | V | SPO | 32111702 | - | 75 | X | [6 empty] | 0 |  | 0 | THB | O |  | 0 | D | 0 |  |  |  |  | Non-Move | Non-Move | Non-Move
390512 | 03 | 75036440008 | THYRISTOR,SF400U27 1E,TOSHIBA, {ZN} | PT011 | PC | 9218.48 | 0 | 0 | 20 | W5-A-4 | mntprog1 | 2018-07-14 |  | ZN | SP00 | 824 | 1 | mntprog1 | 2021-04-09 |  | 1002 | V | SPO | 32111702 | - | 75 | X | [6 empty] | 0 |  | 0 | THB | O |  | 0 | D | 0 |  |  |  |  | Non-Move | Non-Move | Non-Move
390513 | 03 | 75036440009 | THYRISTOR,SF500U27 6B,TOSHIBA, {ZN} | PT011 | PC | 4545.67 | 0 | 0 | 5 | W5-1-C-4 | mntprog1 | 2018-07-14 |  | ZN | SP00 | 824 | 1 | mntprog1 | 2021-04-09 |  | 1002 | V | SPO | 32111702 | 32111702 | 75 | X | [6 empty] | 0 |  | 0 | THB | O |  | 0 | D | 0 |  |  |  |  | Non-Move | Non-Move | Non-Move
390514 | 03 | 75036440010 | THYRISTOR,25RIA60,NEC, {ZN} | PT011 | PC | 661.13 | 0 | 0 | 9 | W5-1-C-3 | mntprog1 | 2018-07-14 |  | ZN | SP00 | 824 | 1 | mntprog1 | 2021-04-09 |  | 1002 | V | SPO | 32111702 | 32111702 | 75 | X | [6 empty] | 0 |  | 0 | THB | O |  | 0 | D | 0 |  |  |  |  | Non-Move | Non-Move | Non-Move
390515 | 03 | 75036440011 | THYRISTOR,59RC80,NEC, {ZN} | PT011 | PC | 4541.33 | 0 | 0 | 3 | W5-1-C-3 | mntprog1 | 2018-07-14 |  | ZN | SP00 | 824 | 1 | mntprog1 | 2021-04-09 |  | 1002 | V | SPO | 32111702 | - | 75 | X | [6 empty] | 0 |  | 0 | THB | O |  | 0 | D | 0 |  |  |  |  | Non-Move | Non-Move | Non-Move
390516 | 03 | 75036440012 | THYRISTOR,SC20C-80 6E,SANREX, {ZN} | PT011 | PC | 4541.33 | 0 | 0 | 3 | W5-1-C-3 | mntprog1 | 2018-07-14 |  | ZN | SP00 | 824 | 1 | mntprog1 | 2021-04-09 |  | 1002 | V | SPO | 32111702 | - | 75 | X | [6 empty] | 0 |  | 0 | THB | O |  | 0 | D | 0 |  |  |  |  | Non-Move | Non-Move | Non-Move
390517 | 03 | 75036440013 | THYRISTOR,2P4MP5Z,NEC, {ZN} | PT011 | PC | 4541.33 | 0 | 0 | 3 | W5-1-C-3 | mntprog1 | 2018-07-14 |  | ZN | SP00 | 824 | 1 | mntprog1 | 2021-04-09 |  | 1002 | V | SPO | 32111702 | - | 75 | X | [6 empty] | 0 |  | 0 | THB | O |  | 0 | D | 0 |  |  |  |  | Non-Move | Non-Move | Non-Move
390518 | 03 | 75036441103 | MINI SPLIT CONTROLS,DT-03PLUS,INTRON | PT011 | PC | 800 | 45 | 2 | 6 | 10-D-4 | mntprog1 | 2018-07-14 |  | VB | SP00 | 837 | 1 | attagons | 2020-10-14 |  | 1002 | V | SPO | 39120000 | 39120000 | 75 | X | [6 empty] | 0 |  | 1 | THB | O |  | 0 | D | 0 |  |  |  | 75036441103 | Non-Move | Move | Move
390519 | 03 | 75036445020 | THYRISTOR,NPSASM20B,EUJ 01,YASKAWA,{wo} | PT011 | PC | 85706.61 | 90 | 4 | 6 | 76-B-3 | mntprog1 | 2018-07-14 |  | ND | SP00 | 824 | 1 | attagons | 2020-10-14 |  | 1002 | V | SPO | 32111702 | 32111702 | 75 | X | [6 empty] | 0 |  | 1 | THB | O |  | 0 | D | 0 |  |  |  |  | Non-Move | Non-Move | Non-Move
390520 | 03 | 75036446060 | THYRISTOR,NPSASM60B ,EUJ,YASKAWA,{ZN} | PT011 | PC | 68000 | 218 | 0 | 1 | W5-1-B-2 | mntprog1 | 2018-07-14 |  | ZN | SP00 | 824 | 1 | mntprog1 | 2021-04-09 |  | 1002 | V | SPO | 32111702 | 32111702 | 75 | X | [6 empty] | 0 |  | 0 | THB | O |  | 0 | D | 0 |  |  |  |  | Non-Move | Non-Move | Non-Move
390521 | 03 | 75036455714 | THYRISTOR,SKKT57/14E,SEMIKRON | PT011 | PC | 1156.14 | 60 | 1 | 3 | 29-C-8 | mntprog1 | 2018-07-14 |  | VB | SP00 | 824 | 1 | attagons | 2020-10-14 |  | 1002 | V | SPO | 32111702 | 32111702 | 75 | X | [6 empty] | 0 |  | 1 | THB | O |  | 0 | D | 0 |  |  |  |  | Non-Move | Non-Move | Non-Move
390522 | 03 | 75036459214 | THYRISTOR,SKKT92/14,SEMIKRON [8] | PT011 | PC | 1345 | 65 | 0 | 3 | 29-C-8 | mntprog1 | 2018-07-14 |  | ND | SP00 | 824 | 1 | mntprog1 | 2020-12-22 |  | 1002 | V | SPO | 32111702 | 32111702 | 75 | X | [6 empty] | 0 |  | 1 | THB | O |  | 0 | D | 0 |  |  |  |  | Non-Move | Non-Move | Non-Move
390523 | 03 | 75036607050 | TIMER''490055,LINEARVOLTAGE,(5) | PT010 | PC | 1250 | 30 | 0 | 1 | 26-B-3 | mntprog1 | 2018-07-14 |  | ND | SP00 |  | 1 | attagons | 2020-10-14 |  | 1002 | V | SPO | 39120000 | 39120000 | 75 | X | [6 empty] | 0 |  | 1 | THB | O |  | 0 | D | 0 |  |  |  |  | Non-Move | Non-Move | Non-Move
390524 | 03 | 75036650154 | TRANSDUCER,I800L-154,TILLQUIST,CURRENT | PT011 | PC | 18600 | 60 | 2 | 4 | 27-D-2 | mntprog1 | 2018-07-14 |  | VB | SP00 | 824 | 1 | attagons | 2020-10-14 |  | 1002 | V | SPO | 41112100 | 41112100 | 75 | X | [6 empty] | 0 |  | 1 | THB | O |  | 0 | D | 0 |  |  |  |  | Non-Move | Non-Move | Non-Move
390525 | 03 | 75036650195 | TRANSDUCER CURRENT TYPE CT95 INPUT 0-1A | PT011 | PC | 3720 | 0 | 1 | 3 | 33-C-1 | mntprog1 | 2018-07-14 |  | VB | SP00 | 824 | 1 | attagons | 2020-10-14 |  | 1002 | V | SPO | 41112100 | 41112100 | 75 | X | [6 empty] | 0 |  | 1 | THB | O |  | 0 | D | 0 |  |  |  |  | Non-Move | Non-Move | Non-Move
390526 | 03 | 75036700250 | TRANSDUCER,?,ABB,CURRENT,(5) | PT010 | PC | 333.33 | 30 | 0 | 3 | 31-C-7 | mntprog1 | 2018-07-14 |  | ND | SP00 | 823 | 1 | attagons | 2020-10-14 | X | 1002 | V | SPO | 41112100 | 41112100 | 75 | X | [6 empty] | 0 |  | 1 | THB | O |  | 0 | D | 0 |  |  |  |  | Non-Move | Non-Move | Non-Move
390527 | 03 | 75036700252 | TRANSDUCER,?,ABB,CURRENT,(5) | PT010 | PC | 333.33 | 30 | 0 | 3 | 32-D-5 | mntprog1 | 2018-07-14 |  | ND | SP00 | 823 | 1 | attagons | 2020-10-14 | X | 1002 | V | SPO | 41112100 | 41112100 | 75 | X | [6 empty] | 0 |  | 1 | THB | O |  | 0 | D | 0 |  |  |  |  | Non-Move | Non-Move | Non-Move
390528 | 03 | 75036715720 | TRANSDUCER,IT 600-0000-0,SMC | PT012 | PC | 24016.45 | 65 | 1 | 2 | 27-E-4 | mntprog1 | 2018-07-14 |  | VB | SP00 | 831 | 1 | attagons | 2020-10-14 |  | 1002 | V | SPO | 41112100 | 41112100 | 75 | X | [6 empty] | 0 |  | 1 | THB | O |  | 0 | D | 0 |  |  |  |  | Non-Move | Non-Move | Non-Move
390529 | 03 | 75036716001 | TRANSISTOR ,ET 1275,FUJI [5] | PT012 | PC | 1500 | 32 | 0 | 0 | 115-E-7 | mntprog1 | 2018-07-14 |  | ND | SP00 | 824 | 1 | attagons | 2020-10-14 | X | 1002 | V | SPO | 32111600 | 32111600 | 75 | X | [6 empty] | 0 |  | 1 | THB | O |  | 0 | D | 0 |  |  |  |  | Non-Move | Non-Move | Non-Move
390530 | 03 | 75036716005 | TRANSISTOR,QM30E2Y-2H,MITSUBISHI {w} | PT012 | PC | 2930.62 | 47 | 0 | 3 | 115-E-8 | mntprog1 | 2018-07-14 |  | ND | SP00 | 824 | 1 | attagons | 2020-10-14 | X | 1002 | V | SPO | 32111600 | 32111600 | 75 | X | [6 empty] | 0 |  | 1 | THB | O |  | 0 | D | 0 |  |  |  |  | Non-Move | Non-Move | Non-Move
390531 | 03 | 75036716011 | TRANSISTOR ,QM 150 HY-2H,MITSUBISHI [8] | PT012 | PC | 6662.5 | 77 | 1 | 2 | 115-E-6 | mntprog1 | 2018-07-14 |  | ND | SP00 | 824 | 1 | attagons | 2020-10-14 | X | 1002 | V | SPO | 32111600 | 32111600 | 75 | X | [6 empty] | 0 |  | 1 | THB | O |  | 0 | D | 0 |  |  |  |  | Non-Move | Non-Move | Non-Move
390532 | 03 | 75036716013 | TRANSISTOR,QM150DY-2H,536601, {w} | PT012 | PC | 7012.5 | 30 | 0 | 2 | 115-E-6 | mntprog1 | 2018-07-14 |  | ND | SP00 | 824 | 1 | attagons | 2020-10-14 | X | 1002 | V | SPO | 32111600 | 32111600 | 75 | X | [6 empty] | 0 |  | 1 | THB | O |  | 0 | D | 0 |  |  |  |  | Non-Move | Non-Move | Non-Move
390533 | 03 | 75036716015 | TRANSISTOR,QM300HA-2H,MITSUBISHI {w} | PT012 | PC | 6900 | 30 | 0 | 4 | 115-E-8 | mntprog1 | 2018-07-14 |  | ND | SP00 | 824 | 1 | attagons | 2020-10-14 | X | 1002 | V | SPO | 32111600 | 32111600 | 75 | X | [6 empty] | 0 |  | 1 | THB | O |  | 0 | D | 0 |  |  |  |  | Non-Move | Non-Move | Non-Move
390534 | 03 | 75036716021 | TRANSISTOR,QM400HA-H,N1DAB5E,MITSUBISHI | PT012 | PC | 7237.5 | 60 | 6 | 12 | 115-E-8 | mntprog1 | 2018-07-14 |  | VB | SP00 | 824 | 1 | attagons | 2020-10-14 |  | 1002 | V | SPO | 32111600 | 32111600 | 75 | X | [6 empty] | 0 |  | 1 | THB | O |  | 0 | D | 0 |  |  |  |  | Non-Move | Non-Move | Non-Move
390535 | 03 | 75036790001 | PLC,BACK PLANE,CI1W-BC103,OMRON [ZN] | PT011 | PC | 8160 | 65 | 0 | 1 | W5-1-E-1 | mntprog1 | 2018-07-14 |  | ZN | SP00 | 824 | 1 | mntprog1 | 2021-04-09 | X | 1002 | V | SPO | 32151700 | 32151700 | 75 | X | [6 empty] | 0 |  | 0 | THB | O |  | 0 | D | 0 |  |  |  |  | Non-Move | Non-Move | Non-Move
390536 | 03 | 75036830002 | RELAY,TIME,3RP2576-1NW30,SIEMENS | PT012 | PC | 1451.74 | 14 | 2 | 4 | 32-B-5 | mntprog1 | 2018-07-14 |  | VB | SP00 | 822 | 1 | attagons | 2020-10-14 |  | 1002 | V | SPO | 39121519 | 39121519 | 75 | X | [6 empty] | 0 |  | 1 | THB | O |  | 0 | D | 0 |  |  |  |  | Non-Move | Non-Move | Non-Move
390537 | 03 | 75036830036 | TRANSFORMER,CURRENT,0.3-3A(8) | PT010 | PC | 4000 | 30 | 0 | 1 | 49-B-7 | mntprog1 | 2018-07-14 |  | ND | SP00 | 833 | 1 | mntprog1 | 2020-04-11 | X | 1002 | V | SPO | 39121003 | 39121003 | 75 | X | [6 empty] | 0 |  | 1 | THB | O |  | 0 | D | 0 |  |  |  |  | Non-Move | Non-Move | Non-Move
390538 | 03 | 75036830037 | TRANSFORMER,CURRENT,2.4-25A(8) | PT010 | PC | 4275 | 30 | 0 | 1 | 49-B-7 | mntprog1 | 2018-07-14 |  | ND | SP00 | 833 | 1 | mntprog1 | 2020-04-11 | X | 1002 | V | SPO | 39121003 | 39121003 | 75 | X | [6 empty] | 0 |  | 1 | THB | O |  | 0 | D | 0 |  |  |  |  | Non-Move | Non-Move | Non-Move
390539 | 03 | 75036830038 | TRANSFORMER,CURRENT,10-100A(8) | PT010 | PC | 4580 | 30 | 0 | 1 | 49-B-7 | mntprog1 | 2018-07-14 |  | ND | SP00 | 833 | 1 | attagons | 2020-10-14 | X | 1002 | V | SPO | 39121003 | 39121003 | 75 | X | [6 empty] | 0 |  | 1 | THB | O |  | 0 | D | 0 |  |  |  |  | Non-Move | Non-Move | Non-Move
390540 | 03 | 75036830039 | TRANSFORMER,CURRENT,20-200A | PT010 | PC | 8775 | 30 | 0 | 1 | 49-B-7 | mntprog1 | 2018-07-14 |  | ZN | SP00 | 833 | 1 | attagons | 2020-10-14 |  | 1002 | V | SPO | 39121003 | 39121003 | 75 | X | [6 empty] | 0 |  | 1 | THB | O |  | 0 | D | 0 |  |  |  |  | Non-Move | Non-Move | Non-Move
390541 | 03 | 75036830040 | TRANSFORMER,CURRENT,63-630A | PT010 | PC | 10160 | 30 | 0 | 1 | 49-B-7 | mntprog1 | 2018-07-14 |  | ZN | SP00 | 833 | 1 | attagons | 2020-10-14 |  | 1002 | V | SPO | 39121003 | 39121003 | 75 | X | [6 empty] | 0 |  | 1 | THB | O |  | 0 | D | 0 |  |  |  |  | Non-Move | Non-Move | Non-Move
390542 | 03 | 75036830061 | INSULATOR,SUPPORT,370 X 145 MM,PB#9,10[5 | PT011 | PC | 24250 | 60 | 1 | 2 | 24-A-4 | mntprog1 | 2018-07-14 |  | ND | SP00 | 821 | 1 | attagons | 2020-10-14 | X | 1002 | V | SPO | 39121721 | 39121721 | 75 | X | [6 empty] | 0 |  | 1 | THB | O |  | 0 | D | 0 |  |  |  |  | Non-Move | Non-Move | Non-Move
390543 | 03 | 75036840320 | TRANSFOR,CURRENT,1SAJ929500R0185-T,PM17 | PT010 | PC | 6526 | 30 | 1 | 4 | 50-D-7 | mntprog1 | 2018-07-14 |  | VB | SP00 | 824 | 1 | mntprog1 | 2021-06-08 |  | 1002 | V | SPO |  | 39121003 | 75 | [7 empty] | 0 |  | 1 | THB | O |  | 0 | D | 0 |  |  |  |  | Non-Move | Non-Move | Non-Move
390544 | 03 | 75036842320 | TRANS,CURRENT,1SAJ929500R0310-T,PM.17 | PT010 | PC | 8275 | 30 | 0 | 1 | 49-D-7 | mntprog1 | 2018-07-14 |  | VB | SP00 | 822 | 1 | mntprog1 | 2021-06-08 |  | 1002 | V | SPO |  | 39121003 | 75 | [7 empty] | 0 |  | 1 | THB | O |  | 0 | D | 0 |  |  |  |  | Non-Move | Non-Move | Non-Move
390545 | 03 | 75036890001 | RECTIFIER,6SE7041-3EK85-0AD0-Z,SIEME *UR | PT012 | PC | 536000 | 0 | 0 | 1 | 78-15 | mntprog1 | 2018-07-14 |  | VB | SP00 | 824 | 1 | attagons | 2020-10-14 | X | 1002 | V | SPO | 32121701 | 32121701 | 75 | X | [6 empty] | 0 |  | 1 | THB | O |  | 0 | D | 0 |  |  |  |  | Non-Move | Non-Move | Non-Move
390546 | 03 | 75036890002 | RECTIFIER,6SE7041-3EK85-1AD0-Z,SIEMENS | PT012 | PC | 374000 | 0 | 0 | 1 | 78-14 | mntprog1 | 2018-07-14 |  | VB | SP00 | 824 | 1 | attagons | 2020-10-14 | X | 1002 | V | SPO | 32121701 | 32121701 | 75 | X | [6 empty] | 0 |  | 1 | THB | O |  | 0 | D | 0 |  |  |  |  | Non-Move | Non-Move | Non-Move
390547 | 03 | 75036890003 | RECTIFIER,6SE7036-1EE85-1AA0-Z,SIEMENS | PT012 | PC | 400000 | 0 | 0 | 1 | 78-12 | mntprog1 | 2018-07-14 |  | VB | SP00 | 824 | 1 | attagons | 2020-10-14 | X | 1002 | V | SPO | 32121701 | 32121701 | 75 | X | [6 empty] | 0 |  | 1 | THB | O |  | 0 | D | 0 |  |  |  |  | Non-Move | Non-Move | Non-Move
390548 | 03 | 75037030001 | PLC,RELAY UNIT,XW2B-40J6-4A,OMRON [ZN] | PT011 | PC | 3591 | 65 | 0 | 1 | W5-1-E-1 | mntprog1 | 2018-07-14 |  | ZN | SP00 | 824 | 1 | mntprog1 | 2021-04-09 | X | 1002 | V | SPO | 32151700 | 32151700 | 75 | X | [6 empty] | 0 |  | 0 | THB | O |  | 0 | D | 0 |  |  |  |  | Non-Move | Non-Move | Non-Move
390549 | 03 | 75037101218 | SW,LIMIT,ZCK-M1,TELE | PT010 | ST | 418 | 0 | 5 | 10 | 49-B-2 | mntprog1 | 2018-07-14 |  | VB | SP00 | 814 | 1 | attagons | 2020-10-14 |  | 1002 | V | SPO | 39121509 | 39121509 | 75 | X | [6 empty] | 0 |  | 1 | THB | O |  | 0 | D | 0 |  |  |  |  | Non-Move | Non-Move | Non-Move
390550 | 03 | 75037101795 | SW,LIMIT,AFE15F-IP4A,FUJI(5) | PT010 | PC | 855.75 | 30 | 1 | 2 | 49-B-2 | mntprog1 | 2018-07-14 |  | ND | SP00 | 814 | 1 | attagons | 2020-10-14 | X | 1002 | V | SPO | 39121509 | 39121509 | 75 | X | [6 empty] | 0 |  | 1 | THB | O |  | 0 | D | 0 |  |  |  |  | Non-Move | Non-Move | Non-Move
390551 | 03 | 75037102790 | SW,LIMIT,ZCK-D21,TELE(5) | PT010 | PC | 342 | 30 | 5 | 10 | 49-B-2 | mntprog1 | 2018-07-14 |  | ND | SP00 | 814 | 1 | attagons | 2020-10-14 |  | 1002 | V | SPO | 39121509 | 39121509 | 75 | X | [6 empty] | 0 |  | 1 | THB | O |  | 0 | D | 0 |  |  |  |  | Non-Move | Non-Move | Non-Move
390552 | 03 | 75037530001 | SERVO MOTOR,AM8033-OE20, BACKHOFF | PT011 | PC | 27950 | 50 | 0 | 1 | 27-E-8 | mntprog1 | 2018-07-14 |  | VB | SP00 | 821 | 1 | attagons | 2020-10-14 |  | 1002 | V | SPO | 26101205 | 26101205 | 75 | X | [6 empty] | 0 |  | 1 | THB | O |  | 0 | D | 0 |  |  |  |  | Non-Move | Non-Move | Non-Move
390553 | 03 | 75038108386 | Auto Stratcher Panel OP 000308386 | PT011 | PC | 37714.48 | 65 | 0 | 1 | 75-C-5 | mntprog1 | 2018-07-14 |  | VB | SP00 | 847 | 1 | attagons | 2020-10-14 |  | 1002 | V | SPO |  |  | 75 | [7 empty] | 0 |  | 1 | THB | O |  | 0 | D | 0 |  |  |  |  | Non-Move | Non-Move | Non-Move
390554 | 03 | 75038109193 | Auto Stratcher Drive Unit without Gear | PT011 | PC | 39860.32 | 65 | 0 | 1 | 28-C-4 | mntprog1 | 2018-07-14 |  | VB | SP00 | 846 | 1 | attagons | 2020-10-14 |  | 1002 | V | SPO |  |  | 75 | [7 empty] | 0 |  | 1 | THB | O |  | 0 | D | 0 |  |  |  |  | Non-Move | Non-Move | Non-Move
390555 | 03 | 75038130060 | SW,LIMIT,WL NJ-2,OMRON | PT010 | PC | 713 | 52 | 3 | 6 | 49-B-1 | mntprog1 | 2018-07-14 |  | VB | SP00 | 814 | 1 | mntprog1 | 2021-04-20 |  | 1002 | V | SPO | 39121509 | 39121509 | 75 | X | [6 empty] | 0 |  | 1 | THB | O |  | 0 | D | 0 |  |  |  | 75038130060 | Non-Move | Move | Move
390556 | 03 | 75038141105 | SW,PROXI,3RG4023-OKB0,SIEMENS | PT010 | PC | 2580.41 | 0 | 3 | 5 | 76-C-6 | mntprog1 | 2018-07-14 |  | ND | SP00 | 814 | 1 | attagons | 2020-10-14 |  | 1002 | V | SPO | 39121550 | 39121550 | 75 | X | [6 empty] | 0 |  | 1 | THB | O |  | 0 | D | 0 |  |  |  |  | Non-Move | Non-Move | Non-Move
390557 | 03 | 75038146790 | SW,PROXI,3RG-4012-OKB00,SIEMENS | PT010 | PC | 3925 | 0 | 3 | 5 | 49-B-2 | mntprog1 | 2018-07-14 |  | VB | SP00 | 814 | 1 | attagons | 2020-10-14 |  | 1002 | V | SPO | 39121550 | 39121550 | 75 | X | [6 empty] | 0 |  | 1 | THB | O |  | 0 | D | 0 |  |  |  |  | Non-Move | Non-Move | Non-Move
390558 | 03 | 75038160366 | PROXIMITY SWITCH INDUCTIVE VAL0115379 | PT010 | PC | 6500 | 60 | 0 | 1 | 74-D-6 | mntprog1 | 2018-07-14 |  | VB | SP00 | 822 | 1 | attagons | 2020-10-14 | X | 1002 | V | SPO | 23150000 | 23150000 | 75 | X | [6 empty] | 0 |  | 1 | THB | O |  | 0 | D | 0 |  |  |  |  | Non-Move | Non-Move | Non-Move
390559 | 03 | 75038452820 | LEADswitch'TAIYO'SR401,220VacwithBRACKET | PT010 | PC | 1093.5 | 63 | 5 | 10 | 49-B-1 | mntprog1 | 2018-07-14 |  | VB | SP00 | 814 | 1 | attagons | 2020-10-14 | X | 1002 | V | SPO | 39121500 | 39121500 | 75 | X | [6 empty] | 0 |  | 1 | THB | O |  | 0 | D | 0 |  |  |  |  | Non-Move | Non-Move | Non-Move
390560 | 03 | 75038684100 | RELAY,TIME,TDY30,KASUGA,(5) | PT010 | PC | 1615 | 30 | 0 | 10 | 49-E-2 | mntprog1 | 2018-07-14 |  | ND | SP00 | 822 | 1 | attagons | 2020-10-14 |  | 1002 | V | SPO | 39121519 | 39121519 | 75 | X | [6 empty] | 0 |  | 1 | THB | O |  | 0 | D | 0 |  |  |  |  | Non-Move | Non-Move | Non-Move
390561 | 03 | 75039005790 | TRANSDUCER CURRENT CT-95 | PT010 | PC | 3800 | 30 | 0 | 1 | 49-E-2 | mntprog1 | 2018-07-14 |  | VB | SP00 | 824 | 1 | attagons | 2020-10-14 |  | 1002 | V | SPO | 41112100 | 41112100 | 75 | X | [6 empty] | 0 |  | 1 | THB | O |  | 0 | D | 0 |  |  |  |  | Non-Move | Non-Move | Non-Move
390562 | 03 | 75039050500 | VOLT METER,380V AND 660 V,500 V,(5) | PT010 | PC | 1000 | 30 | 0 | 1 | 31-C-6 | mntprog1 | 2018-07-14 |  | ND | SP00 | 823 | 1 | attagons | 2020-10-14 |  | 1002 | V | SPO | 41113637 | 41113637 | 75 | X | [6 empty] | 0 |  | 1 | THB | O |  | 0 | D | 0 |  |  |  |  | Non-Move | Non-Move | Non-Move
390563 | 03 | 75039053072 | HEATERstabilizer'METSO'LAMPOST,9790759 | PT012 | ST | 280780 | 50 | 0 | 1 | 25-B-7 | mntprog1 | 2018-07-14 |  | VB | SP00 | 812 | 1 | attagons | 2020-10-14 | X | 1002 | V | SPO | 39120000 | 39120000 | 75 | X | [6 empty] | 0 |  | 1 | THB | O |  | 0 | D | 0 |  |  |  |  | Non-Move | Non-Move | Non-Move
390564 | 03 | 75039070101 | SOLID STATE SW "SMC" D-J59W, 12-24VDC | PT010 | PC | 1043.5 | 30 | 3 | 6 | 50-D-1 | mntprog1 | 2018-07-14 |  | VB | SP00 | 822 | 1 | attagons | 2020-10-14 | X | 1002 | V | SPO | 39120000 | 39120000 | 75 | X | [6 empty] | 0 |  | 1 | THB | O |  | 0 | D | 0 |  |  |  |  | Non-Move | Non-Move | Non-Move
390565 | 03 | 75039070102 | SOLID STATE SW "SMC" D-Y7BW, 24VDC,(5) | PT010 | PC | 850 | 30 | 0 | 1 | 50-C-1 | mntprog1 | 2018-07-14 |  | ND | SP00 | 812 | 1 | attagons | 2020-10-14 |  | 1002 | V | SPO | 39120000 | 39120000 | 75 | X | [6 empty] | 0 |  | 1 | THB | O |  | 0 | D | 0 |  |  |  |  | Non-Move | Non-Move | Non-Move
390566 | 03 | 75039070500 | VARISTOR,TNR23G471K ,YASAKAWA, {w} | PT011 | PC | 810 | 30 | 0 | 2 | W5-B-4 | mntprog1 | 2018-07-14 |  | ND | SP00 | 824 | 1 | attagons | 2020-10-14 |  | 1002 | V | SPO | 32121603 | 32121603 | 75 | X | [6 empty] | 0 |  | 1 | THB | O |  | 0 | D | 0 |  |  |  |  | Non-Move | Non-Move | Non-Move
390567 | 03 | 75039070520 | VARISTOR,VARISTOR,TNR23G102K, [ZN] | PT011 | PC | 810 | 178 | 0 | 4 | W5-1-C-3 | mntprog1 | 2018-07-14 |  | ZN | SP00 | 824 | 1 | mntprog1 | 2021-04-09 | X | 1002 | V | SPO | 32121603 | 32121603 | 75 | X | [6 empty] | 0 |  | 0 | THB | O |  | 0 | D | 0 |  |  |  |  | Non-Move | Non-Move | Non-Move
390568 | 03 | 75039071500 | VALVE,SOLENOID,VZ2150-4MZ,SMC [8] | PT011 | PC | 1761.75 | 55 | 2 | 4 | 28-A-5 | mntprog1 | 2018-07-14 |  | ND | SP00 | 831 | 1 | mntprog1 | 2020-12-22 | X | 1002 | V | SPO | 40141605 | 40141605 | 75 | X | [6 empty] | 0 |  | 1 | THB | O |  | 0 | D | 0 |  |  |  |  | Non-Move | Non-Move | Non-Move
390569 | 03 | 75039075135 | CP VALVE WITH ACTUATOR PM.17 | PT010 | PC | 95763.15 | 120 | 1 | 3 | 50-A-1 | mntprog1 | 2018-07-14 |  | VB | SP00 | C03 | 1 | mntprog1 | 2021-06-26 |  | 1002 | V | SPO | 23150000 | 23150000 | 75 | X | [6 empty] | 0 |  | 1 | THB | O |  | 0 | D | 0 |  |  |  |  | Non-Move | Non-Move | Non-Move
390570 | 03 | 75039080000 | WIREEMITTING'',EP8,(5) | PT010 | PC | 5000 | 30 | 0 | 7 | 32-B-4 | mntprog1 | 2018-07-14 |  | ND | SP00 |  | 1 | attagons | 2020-10-14 | X | 1002 | V | SPO | 39120000 | 39120000 | 75 | X | [6 empty] | 0 |  | 1 | THB | O |  | 0 | D | 0 |  |  |  |  | Non-Move | Non-Move | Non-Move
390571 | 03 | 75039445020 | WINDOW DETECTOR 517003765,QCS,METSO [8] | PT012 | PC | 101275.2 | 90 | 0 | 1 | 114-E-8 | mntprog1 | 2018-07-14 |  | ND | SP00 | C02 | 1 | mntprog1 | 2020-01-05 | X | 1002 | V | SPO | 39120000 | 39120000 | 75 | X | [6 empty] | 0 |  | 1 | THB | O |  | 0 | D | 0 |  |  |  |  | Non-Move | Non-Move | Non-Move
390572 | 03 | 75039502453 | LOCK WASHER A15453, EMOIII,(13PCS/¤ [5] | PT011 | PC | 133.33 | 75 | 2 | 3 | 22-C-4 | mntprog1 | 2018-07-14 |  | ND | SP00 | C09 | 1 | attagons | 2020-10-14 |  | 1002 | V | SPO | 23150000 | 23150000 | 75 | X | [6 empty] | 0 |  | 1 | THB | O |  | 0 | D | 0 |  |  |  |  | Non-Move | Non-Move | Non-Move
390573 | 03 | 75039505712 | SHIM WASHER ''A15712",EMOIII | PT011 | PC | 287.01 | 30 | 2 | 8 | 22-C-2 | mntprog1 | 2018-07-14 |  | VB | SP00 | C09 | 1 | attagons | 2020-10-14 |  | 1002 | V | SPO | 23150000 | 23150000 | 75 | X | [6 empty] | 0 |  | 1 | THB | O |  | 0 | D | 0 |  |  |  |  | Non-Move | Non-Move | Non-Move
390574 | 03 | 75039531330 | TRANSDUCER,LWT-13AO-H,M-SYSTEM,POWER | PT011 | PC | 12300 | 63 | 0 | 1 | 35-C-7 | mntprog1 | 2018-07-14 |  | VB | SP00 | 823 | 1 | attagons | 2020-10-14 | X | 1002 | V | SPO | 41112100 | 41112100 | 75 | X | [6 empty] | 0 |  | 1 | THB | O |  | 0 | D | 0 |  |  |  |  | Non-Move | Non-Move | Non-Move
390575 | 03 | 75039531500 | RELAY,POWER,3TX7004-1MBOO,230 VAC/DC | PT012 | PC | 680.4 | 88 | 2 | 5 | 32-B-5 | mntprog1 | 2018-07-14 |  | VB | SP00 | 822 | 1 | attagons | 2020-10-14 |  | 1002 | V | SPO | 39121514 | 39121514 | 75 | X | [6 empty] | 0 |  | 1 | THB | O |  | 0 | D | 0 |  |  |  |  | Non-Move | Non-Move | Non-Move
390576 | 03 | 75039531501 | EE,TRANSVERSE AUX.SW.1C/O,3RV1901-1D [5] | PT012 | PC | 195 | 68 | 0 | 0 | 115-C-2 | mntprog1 | 2018-07-14 |  | ND | SM00 | 814 | 1 | attagons | 2020-10-14 |  | 1002 | V | SPO | 39121500 | 39121500 | 75 | X | [6 empty] | 0 |  | 1 | THB | O |  | 0 | D | 0 |  |  |  |  | Non-Move | Non-Move | Non-Move
390577 | 03 | 75039531502 | BREAKER,9-12.5 A,3RV1021-1KA10(2.2KW) | PT012 | PC | 980 | 18 | 0 | 1 | 31-B-2 | mntprog1 | 2018-07-14 |  | VB | SP00 | 822 | 1 | attagons | 2020-10-14 |  | 1002 | V | SPO | 39121601 | 39121601 | 75 | X | [6 empty] | 0 |  | 1 | THB | O |  | 0 | D | 0 |  |  |  |  | Non-Move | Non-Move | Non-Move
390578 | 03 | 75039531503 | BREAKER,4.5-6.3 A,3RV1021-1GA10(1.1KW)[5 | PT012 | PC | 1349.33 | 17 | 0 | 0 | 31-B-2 | mntprog1 | 2018-07-14 |  | ND | SP00 | 822 | 1 | attagons | 2020-10-14 |  | 1002 | V | SPO | 39121601 | 39121601 | 75 | X | [6 empty] | 0 |  | 1 | THB | O |  | 0 | D | 0 |  |  |  |  | Non-Move | Non-Move | Non-Move
390579 | 03 | 75039531504 | BREAKER,11-16 A,3RV1021-4AA10 (3 KW) | PT012 | PC | 1580 | 55 | 0 | 1 | 31-B-1 | mntprog1 | 2018-07-14 |  | VB | SP00 | 822 | 1 | mntprog1 | 2020-10-16 |  | 1002 | V | SPO | 39121601 | 39121601 | 75 | X | [6 empty] | 0 |  | 1 | THB | O |  | 0 | D | 0 |  |  |  |  | Non-Move | Non-Move | Non-Move
390580 | 03 | 75039531505 | DC MOTOR CTRL, DRIVEACC4000,AMM40001 {w} | PT012 | PC | 5000 | 65 | 0 | 1 | 115-B-1 | mntprog1 | 2018-07-14 |  | ND | SP00 | 821 | 1 | attagons | 2020-10-14 | X | 1002 | V | SPO | 39122002 | 39122002 | 75 | X | [6 empty] | 0 |  | 1 | THB | O |  | 0 | D | 0 |  |  |  |  | Non-Move | Non-Move | Non-Move
390581 | 03 | 75039531506 | BREAKER,0.5 A,3RV1321-OFC10,SIEMENS [5] | PT012 | PC | 1282.22 | 24 | 0 | 2 | 31-D-1 | mntprog1 | 2018-07-14 |  | ND | SP00 | 822 | 1 | attagons | 2020-10-14 |  | 1002 | V | SPO | 39121601 | 39121601 | 75 | X | [6 empty] | 0 |  | 1 | THB | O |  | 0 | D | 0 |  |  |  |  | Non-Move | Non-Move | Non-Move
390582 | 03 | 75039531507 | BREAKER,1 A,3RV1321-0JC10,SIEMENS | PT012 | PC | 1230 | 65 | 0 | 1 | 31-D-1 | mntprog1 | 2018-07-14 |  | VB | SP00 | 822 | 1 | attagons | 2020-10-14 | X | 1002 | V | SPO | 39121601 | 39121601 | 75 | X | [6 empty] | 0 |  | 1 | THB | O |  | 0 | D | 0 |  |  |  |  | Non-Move | Non-Move | Non-Move
390583 | 03 | 75039531508 | BREAKER,3.5-5 A,3RV1021-1FA10(0.75KW) [5 | PT012 | PC | 1497.7 | 60 | 0 | 0 | 31-B-2 | mntprog1 | 2018-07-14 |  | ND | SP00 | 822 | 1 | attagons | 2020-10-14 | X | 1002 | V | SPO | 39121601 | 39121601 | 75 | X | [6 empty] | 0 |  | 1 | THB | O |  | 0 | D | 0 |  |  |  |  | Non-Move | Non-Move | Non-Move
390584 | 03 | 75039531509 | SW,PROXI,E2E-X10E1 2M,OMRON [SD] | PT011 | PC | 1405 | 60 | 1 | 2 | 24-C-5 | mntprog1 | 2018-07-14 |  | VB | SP00 | 814 | 1 | mntprog1 | 2021-04-13 |  | 1002 | V | SPO | 39121550 | 39121550 | 75 | X | [6 empty] | 0 |  | 1 | THB | O |  | 0 | D | 0 |  |  |  |  | Non-Move | Non-Move | Non-Move
390585 | 03 | 75039531510 | FUSE,7.2 KV,125 A,SWGEAR,SIBA [5] | PT011 | PC | 4400.5 | 30 | 0 | 3 | 21-B-6 | mntprog1 | 2018-07-14 |  | ND | SP00 | 822 | 1 | attagons | 2020-10-14 | X | 1002 | V | SPO | 39121606 | 39121606 | 75 | X | [6 empty] | 0 |  | 1 | THB | O |  | 0 | D | 0 |  |  |  |  | Non-Move | Non-Move | Non-Move
390586 | 03 | 75039531511 | BREAKER,MCB,630 A,400 V,T5H,ABB [SD] | PT011 | ST | 12053.6 | 0 | 0 | 1 | 31-B-7 | mntprog1 | 2018-07-14 |  | VB | SP00 | 822 | 1 | mntprog1 | 2021-01-15 |  | 1002 | V | SPO | 39121616 | 39121616 | 75 | X | [6 empty] | 0 |  | 1 | THB | O |  | 0 | D | 0 |  |  |  |  | Non-Move | Non-Move | Non-Move
390587 | 03 | 75039531512 | RELAY,O/L,RH18/3MP,YASKAWA,2.4-3.6A | PT011 | PC | 680 | 73 | 0 | 1 | 32-E-1 | mntprog1 | 2018-07-14 |  | VB | SP00 | 811 | 1 | attagons | 2020-10-14 |  | 1002 | V | SPO | 39121520 | 39121520 | 75 | X | [6 empty] | 0 |  | 1 | THB | O |  | 0 | D | 0 |  |  |  |  | Non-Move | Non-Move | Non-Move
390588 | 03 | 75039531513 | DC MOTOR CTRL,DRIVE POWER,JPDCP028,{w} | PT011 | PC | 6521.88 | 90 | 3 | 6 | 34-B-6 | mntprog1 | 2018-07-14 |  | ND | SP00 | 821 | 1 | attagons | 2020-10-14 | X | 1002 | V | SPO | 39122002 | 39122002 | 75 | X | [6 empty] | 0 |  | 1 | THB | O |  | 0 | D | 0 |  |  |  |  | Non-Move | Non-Move | Non-Move
390589 | 03 | 75039531514 | FUSE,690 VCA,16 A,3NE1813-0 (3PCS/PACK) | PT011 | PC | 1050 | 60 | 0 | 3 | 21-C-3 | mntprog1 | 2018-07-14 |  | VB | SP00 | 822 | 1 | attagons | 2020-10-14 | X | 1002 | V | SPO | 39121606 | 39121606 | 75 | X | [6 empty] | 0 |  | 1 | THB | O |  | 0 | D | 0 |  |  |  |  | Non-Move | Non-Move | Non-Move
390590 | 03 | 75039531515 | BREAKER,MCB,400 A,400 A,T5H,ABB [5] | PT011 | ST | 9256 | 45 | 0 | 1 | 31-B-6 | mntprog1 | 2018-07-14 |  | ND | SP00 | 822 | 1 | attagons | 2020-10-14 |  | 1002 | V | SPO | 39121616 | 39121616 | 75 | X | [6 empty] | 0 |  | 1 | THB | O |  | 0 | D | 0 |  |  |  |  | Non-Move | Non-Move | Non-Move
390591 | 03 | 75039531516 | BREAKER,MCB,160 A,400 V,T2H,ABB | PT011 | ST | 4914 | 0 | 0 | 1 | 31-A-5 | mntprog1 | 2018-07-14 |  | VB | SP00 | 822 | 1 | attagons | 2020-10-14 |  | 1002 | V | SPO | 39121616 | 39121616 | 75 | X | [6 empty] | 0 |  | 1 | THB | O |  | 0 | D | 0 |  |  |  |  | Non-Move | Non-Move | Non-Move
390592 | 03 | 75039531517 | DISPLAYS,LCD,CARD ETHERNET,CS1W-ETN21 {w | PT011 | PC | 21614.5 | 0 | 0 | 2 | 75-B-6 | mntprog1 | 2018-07-14 |  | ND | SP00 | 868 | 1 | attagons | 2020-10-14 |  | 1002 | V | SPO | 43211902 | 43211902 | 75 | X | [6 empty] | 0 |  | 1 | THB | O |  | 0 | D | 0 |  |  |  |  | Non-Move | Non-Move | Non-Move
390593 | 03 | 75039531518 | FUSE,6/12 KV,100 A ,SIBA | PT011 | PC | 6100 | 181 | 1 | 3 | 21-B-7 | mntprog1 | 2018-07-14 |  | VB | SP00 | 822 | 1 | attagons | 2020-10-14 | X | 1002 | V | SPO | 39121606 | 39121606 | 75 | X | [6 empty] | 0 |  | 1 | THB | O |  | 0 | D | 0 |  |  |  |  | Non-Move | Non-Move | Non-Move
390594 | 03 | 75039531519 | BREAKER,MCB,160 A,400 V,T2H,ABB | PT011 | ST | 4556 | 0 | 0 | 1 | 31-A-5 | mntprog1 | 2018-07-14 |  | VB | SP00 | 811 | 1 | attagons | 2020-10-14 |  | 1002 | V | SPO | 39121616 | 39121616 | 75 | X | [6 empty] | 0 |  | 1 | THB | O |  | 0 | D | 0 |  |  |  |  | Non-Move | Non-Move | Non-Move
390595 | 03 | 75039531520 | RELAY,CTRL,100V,MM4XP,OMRON [5] | PT011 | PC | 1550.8 | 30 | 0 | 3 | 32-D-1 | mntprog1 | 2018-07-14 |  | ND | SP00 | 814 | 1 | attagons | 2020-10-14 | X | 1002 | V | SPO | 39121535 | 39121535 | 75 | X | [6 empty] | 0 |  | 1 | THB | O |  | 0 | D | 0 |  |  |  |  | Non-Move | Non-Move | Non-Move
390596 | 03 | 75039531521 | BREAKER,MCB,200 A,400 V,T3S,ABB | PT011 | ST | 4794 | 50 | 0 | 1 | 31-B-5 | mntprog1 | 2018-07-14 |  | VB | SP00 | 811 | 1 | attagons | 2020-10-14 |  | 1002 | V | SPO | 39121616 | 39121616 | 75 | X | [6 empty] | 0 |  | 1 | THB | O |  | 0 | D | 0 |  |  |  |  | Non-Move | Non-Move | Non-Move
390597 | 03 | 75039531522 | BREAKER,MCB,250 A,400 V,T3S,ABB | PT011 | ST | 4932 | 60 | 0 | 1 | 31-B-5 | mntprog1 | 2018-07-14 |  | VB | SP00 | 811 | 1 | attagons | 2020-10-14 |  | 1002 | V | SPO | 39121616 | 39121616 | 75 | X | [6 empty] | 0 |  | 1 | THB | O |  | 0 | D | 0 |  |  |  |  | Non-Move | Non-Move | Non-Move